## Cables
*cable length dependant on location of customer equipment effects sizing, so cable size is not included
**cable length dependant on location of customer equipment so lengths not included in totals | [15 empty] | 750 |  |  |  |  | 1300 |  |  |  |  | 200 |  |  |  |  | 2200 |  |  |  |  | 1900 |  |  |  |  | 200 |  |  |  |  | 600 |  |  |  |  | 100 |  |  |  |  | 500 |  |  |  |  | 300 |  |  |  |  | 300 |  |  |  |  | 300 |  |  |  |  | 450 |  |  |  |  | 60 |  |  |  |  | 200 |  |  |  |  | 1000 |  |  |  |  | 0
Liquid Fuel: | [6 empty] | CABLE TYPE ERROR | TOTALS: |  |  |  | 19CX12AWG |  |  |  |  | 1PX16AWG+SH |  |  |  |  | 1PX18AWG TYPE K T/C |  |  |  |  | 2CX14AWG |  |  |  |  | 2CX16AWG |  |  |  |  | 3C #4 W/GND |  |  |  |  | 3CX14AWG |  |  |  |  | 4CX14AWG |  |  |  |  | 4CX16AWG |  |  |  |  | 4PX16AWG+SH |  |  |  |  | 6PX18AWG+SH |  |  |  |  | 6PX18AWG+SH |  |  |  |  | 9PX18AWG+SH |  |  |  |  | 8CX12AWG |  |  |  |  | 2CX10AWG |  |  |  |  | 4CX12AWG |  |  |  |  | 0
Cable # |  | From |  | To | Feet | Cable Type |  | TYPE | QUALIFIER | FEET |  | 19CX12AWG | 0 | #VALUE! | TRUE | 0 | 1PX16AWG+SH | 0 | #VALUE! | TRUE | 0 | 1PX18AWG TYPE K T/C | 0 | #VALUE! | TRUE | 0 | 2CX14AWG | 0 | #VALUE! | TRUE | 0 | 2CX16AWG | 0 | #VALUE! | TRUE | 0 | 3C #4 W/GND | 0 | #VALUE! | TRUE | 0 | 3CX14AWG | 0 | #VALUE! | TRUE | 0 | 4CX14AWG | 0 | #VALUE! | TRUE | 0 | 4CX16AWG | 0 | #VALUE! | TRUE | 0 | 4PX16AWG+SH | 0 | #VALUE! | TRUE | 0 | 6PX18AWG+SH | 0 | #VALUE! | TRUE | 0 | 6PX18AWG+SH | 0 | #VALUE! | TRUE | 0 | 9PX18AWG+SH | 0 | #VALUE! | TRUE | 0 | 8CX12AWG | 0 | #VALUE! | TRUE | 0 | 2CX10AWG | 0 | #VALUE! | TRUE | 0 | 4CX12AWG | 0 | #VALUE! | TRUE | 0 | 0 | 0 | #VALUE! | TRUE | 0
C880 | 101 | TURBINE CONTROL PANEL | 942 | CUSTOMER SUPPLIED MCC | ** | 19CX12AWG | FALSE | 19CX12AWG | 1 | 750 | 1 | 19CX12AWG | 1 | #VALUE! | TRUE | 0 | 1PX16AWG+SH | 0 | #VALUE! | TRUE | 0 | 1PX18AWG TYPE K T/C | 0 | #VALUE! | TRUE | 0 | 2CX14AWG | 0 | #VALUE! | TRUE | 0 | 2CX16AWG | 0 | #VALUE! | TRUE | 0 | 3C #4 W/GND | 0 | #VALUE! | TRUE | 0 | 3CX14AWG | 0 | #VALUE! | TRUE | 0 | 4CX14AWG | 0 | #VALUE! | TRUE | 0 | 4CX16AWG | 0 | #VALUE! | TRUE | 0 | 4PX16AWG+SH | 0 | #VALUE! | TRUE | 0 | 6PX18AWG+SH | 0 | #VALUE! | TRUE | 0 | 6PX18AWG+SH | 0 | #VALUE! | TRUE | 0 | 9PX18AWG+SH | 0 | #VALUE! | TRUE | 0 | 8CX12AWG | 0 | #VALUE! | TRUE | 0 | 2CX10AWG | 0 | #VALUE! | TRUE | 0 | 4CX12AWG | 0 | #VALUE! | TRUE | 0 | 0 | 0 | #VALUE! | TRUE | 0
C883 | 101 | TURBINE CONTROL PANEL | 942 | CUSTOMER SUPPLIED MCC | ** | 19CX12AWG | FALSE | 1PX16AWG+SH | 2 | 1300 | 1 | 19CX12AWG | 1 | #VALUE! | TRUE | 0 | 1PX16AWG+SH | 0 | #VALUE! | TRUE | 0 | 1PX18AWG TYPE K T/C | 0 | #VALUE! | TRUE | 0 | 2CX14AWG | 0 | #VALUE! | TRUE | 0 | 2CX16AWG | 0 | #VALUE! | TRUE | 0 | 3C #4 W/GND | 0 | #VALUE! | TRUE | 0 | 3CX14AWG | 0 | #VALUE! | TRUE | 0 | 4CX14AWG | 0 | #VALUE! | TRUE | 0 | 4CX16AWG | 0 | #VALUE! | TRUE | 0 | 4PX16AWG+SH | 0 | #VALUE! | TRUE | 0 | 6PX18AWG+SH | 0 | #VALUE! | TRUE | 0 | 6PX18AWG+SH | 0 | #VALUE! | TRUE | 0 | 9PX18AWG+SH | 0 | #VALUE! | TRUE | 0 | 8CX12AWG | 0 | #VALUE! | TRUE | 0 | 2CX10AWG | 0 | #VALUE! | TRUE | 0 | 4CX12AWG | 0 | #VALUE! | TRUE | 0 | 0 | 0 | #VALUE! | TRUE | 0
C885 | 183 | AUXILIARY POWER TRANSFORMER | 175 | WI SKID 480 VOLT SUPPLY | ** | 3C * W/GND | FALSE | 1PX18AWG TYPE K T/C | 3 | 200 | 6 | 19CX12AWG | 0 | #VALUE! | TRUE | 0 | 1PX16AWG+SH | 0 | #VALUE! | TRUE | 0 | 1PX18AWG TYPE K T/C | 0 | #VALUE! | TRUE | 0 | 2CX14AWG | 0 | #VALUE! | TRUE | 0 | 2CX16AWG | 0 | #VALUE! | TRUE | 0 | 3C #4 W/GND | 0 | #VALUE! | TRUE | 0 | 3CX14AWG | 0 | #VALUE! | TRUE | 0 | 4CX14AWG | 0 | #VALUE! | TRUE | 0 | 4CX16AWG | 0 | #VALUE! | TRUE | 0 | 4PX16AWG+SH | 0 | #VALUE! | TRUE | 0 | 6PX18AWG+SH | 0 | #VALUE! | TRUE | 0 | 6PX18AWG+SH | 0 | #VALUE! | TRUE | 0 | 9PX18AWG+SH | 0 | #VALUE! | TRUE | 0 | 8CX12AWG | 0 | #VALUE! | TRUE | 0 | 2CX10AWG | 0 | #VALUE! | TRUE | 0 | 4CX12AWG | 0 | #VALUE! | TRUE | 0 | 0 | 0 | #VALUE! | TRUE | 0
C887 | 942 | CUSTOMER SUPPLIED MCC | 941 | LIQUID FUEL FORWARDING JB02 | ** | 3X* w/ ground | TRUE | 2CX14AWG | 4 | 2200 | #N/A | 19CX12AWG | 0 | #VALUE! | TRUE | 0 | 1PX16AWG+SH | 0 | #VALUE! | TRUE | 0 | 1PX18AWG TYPE K T/C | 0 | #VALUE! | TRUE | 0 | 2CX14AWG | 0 | #VALUE! | TRUE | 0 | 2CX16AWG | 0 | #VALUE! | TRUE | 0 | 3C #4 W/GND | 0 | #VALUE! | TRUE | 0 | 3CX14AWG | 0 | #VALUE! | TRUE | 0 | 4CX14AWG | 0 | #VALUE! | TRUE | 0 | 4CX16AWG | 0 | #VALUE! | TRUE | 0 | 4PX16AWG+SH | 0 | #VALUE! | TRUE | 0 | 6PX18AWG+SH | 0 | #VALUE! | TRUE | 0 | 6PX18AWG+SH | 0 | #VALUE! | TRUE | 0 | 9PX18AWG+SH | 0 | #VALUE! | TRUE | 0 | 8CX12AWG | 0 | #VALUE! | TRUE | 0 | 2CX10AWG | 0 | #VALUE! | TRUE | 0 | 4CX12AWG | 0 | #VALUE! | TRUE | 0 | 0 | 0 | #VALUE! | TRUE | 0
C888 | 942 | CUSTOMER SUPPLIED MCC | 941 | LIQUID FUEL FORWARDING JB02 | ** | 3X* w/ ground | TRUE | 2CX16AWG | 5 | 1900 | #N/A | 19CX12AWG | 0 | #VALUE! | TRUE | 0 | 1PX16AWG+SH | 0 | #VALUE! | TRUE | 0 | 1PX18AWG TYPE K T/C | 0 | #VALUE! | TRUE | 0 | 2CX14AWG | 0 | #VALUE! | TRUE | 0 | 2CX16AWG | 0 | #VALUE! | TRUE | 0 | 3C #4 W/GND | 0 | #VALUE! | TRUE | 0 | 3CX14AWG | 0 | #VALUE! | TRUE | 0 | 4CX14AWG | 0 | #VALUE! | TRUE | 0 | 4CX16AWG | 0 | #VALUE! | TRUE | 0 | 4PX16AWG+SH | 0 | #VALUE! | TRUE | 0 | 6PX18AWG+SH | 0 | #VALUE! | TRUE | 0 | 6PX18AWG+SH | 0 | #VALUE! | TRUE | 0 | 9PX18AWG+SH | 0 | #VALUE! | TRUE | 0 | 8CX12AWG | 0 | #VALUE! | TRUE | 0 | 2CX10AWG | 0 | #VALUE! | TRUE | 0 | 4CX12AWG | 0 | #VALUE! | TRUE | 0 | 0 | 0 | #VALUE! | TRUE | 0
C889 | 942 | CUSTOMER SUPPLIED MCC | 940 | DEMIN WATER FORWARDING JB02 | ** | 3X* w/ ground | TRUE | 3C #4 W/GND | 6 | 200 | #N/A | 19CX12AWG | 0 | #VALUE! | TRUE | 0 | 1PX16AWG+SH | 0 | #VALUE! | TRUE | 0 | 1PX18AWG TYPE K T/C | 0 | #VALUE! | TRUE | 0 | 2CX14AWG | 0 | #VALUE! | TRUE | 0 | 2CX16AWG | 0 | #VALUE! | TRUE | 0 | 3C #4 W/GND | 0 | #VALUE! | TRUE | 0 | 3CX14AWG | 0 | #VALUE! | TRUE | 0 | 4CX14AWG | 0 | #VALUE! | TRUE | 0 | 4CX16AWG | 0 | #VALUE! | TRUE | 0 | 4PX16AWG+SH | 0 | #VALUE! | TRUE | 0 | 6PX18AWG+SH | 0 | #VALUE! | TRUE | 0 | 6PX18AWG+SH | 0 | #VALUE! | TRUE | 0 | 9PX18AWG+SH | 0 | #VALUE! | TRUE | 0 | 8CX12AWG | 0 | #VALUE! | TRUE | 0 | 2CX10AWG | 0 | #VALUE! | TRUE | 0 | 4CX12AWG | 0 | #VALUE! | TRUE | 0 | 0 | 0 | #VALUE! | TRUE | 0
C890 | 942 | CUSTOMER SUPPLIED MCC | 940 | DEMIN WATER FORWARDING JB02 | ** | 3X* w/ ground | TRUE | 3CX14AWG | 7 | 600 | #N/A | 19CX12AWG | 0 | #VALUE! | TRUE | 0 | 1PX16AWG+SH | 0 | #VALUE! | TRUE | 0 | 1PX18AWG TYPE K T/C | 0 | #VALUE! | TRUE | 0 | 2CX14AWG | 0 | #VALUE! | TRUE | 0 | 2CX16AWG | 0 | #VALUE! | TRUE | 0 | 3C #4 W/GND | 0 | #VALUE! | TRUE | 0 | 3CX14AWG | 0 | #VALUE! | TRUE | 0 | 4CX14AWG | 0 | #VALUE! | TRUE | 0 | 4CX16AWG | 0 | #VALUE! | TRUE | 0 | 4PX16AWG+SH | 0 | #VALUE! | TRUE | 0 | 6PX18AWG+SH | 0 | #VALUE! | TRUE | 0 | 6PX18AWG+SH | 0 | #VALUE! | TRUE | 0 | 9PX18AWG+SH | 0 | #VALUE! | TRUE | 0 | 8CX12AWG | 0 | #VALUE! | TRUE | 0 | 2CX10AWG | 0 | #VALUE! | TRUE | 0 | 4CX12AWG | 0 | #VALUE! | TRUE | 0 | 0 | 0 | #VALUE! | TRUE | 0
S875 | 101 | TURBINE CONTROL PANEL | 115 | JB002 Accessory Base Low Level | 200 | 19CX12AWG | FALSE | 4CX14AWG | 8 | 100 | 1 | 19CX12AWG | 1 | 200 | FALSE | 200 | 1PX16AWG+SH | 0 | 0 | FALSE | 0 | 1PX18AWG TYPE K T/C | 0 | 0 | FALSE | 0 | 2CX14AWG | 0 | 0 | FALSE | 0 | 2CX16AWG | 0 | 0 | FALSE | 0 | 3C #4 W/GND | 0 | 0 | FALSE | 0 | 3CX14AWG | 0 | 0 | FALSE | 0 | 4CX14AWG | 0 | 0 | FALSE | 0 | 4CX16AWG | 0 | 0 | FALSE | 0 | 4PX16AWG+SH | 0 | 0 | FALSE | 0 | 6PX18AWG+SH | 0 | 0 | FALSE | 0 | 6PX18AWG+SH | 0 | 0 | FALSE | 0 | 9PX18AWG+SH | 0 | 0 | FALSE | 0 | 8CX12AWG | 0 | 0 | FALSE | 0 | 2CX10AWG | 0 | 0 | FALSE | 0 | 4CX12AWG | 0 | 0 | FALSE | 0 | 0 | 0 | 0 | FALSE | 0
S876 | 101 | TURBINE CONTROL PANEL | 114 | JB001 Accessory Base Low Level | 200 | 9PX18AWG+SH | FALSE | 4CX16AWG | 9 | 500 | 13 | 19CX12AWG | 0 | 0 | FALSE | 0 | 1PX16AWG+SH | 0 | 0 | FALSE | 0 | 1PX18AWG TYPE K T/C | 0 | 0 | FALSE | 0 | 2CX14AWG | 0 | 0 | FALSE | 0 | 2CX16AWG | 0 | 0 | FALSE | 0 | 3C #4 W/GND | 0 | 0 | FALSE | 0 | 3CX14AWG | 0 | 0 | FALSE | 0 | 4CX14AWG | 0 | 0 | FALSE | 0 | 4CX16AWG | 0 | 0 | FALSE | 0 | 4PX16AWG+SH | 0 | 0 | FALSE | 0 | 6PX18AWG+SH | 0 | 0 | FALSE | 0 | 6PX18AWG+SH | 0 | 0 | FALSE | 0 | 9PX18AWG+SH | 1 | 200 | FALSE | 200 | 8CX12AWG | 0 | 0 | FALSE | 0 | 2CX10AWG | 0 | 0 | FALSE | 0 | 4CX12AWG | 0 | 0 | FALSE | 0 | 0 | 0 | 0 | FALSE | 0
S877 | 101 | TURBINE CONTROL PANEL | 174 | JB79 Water Injection Skid | 250 | 9PX18AWG+SH | FALSE | 4PX16AWG+SH | 10 | 300 | 13 | 19CX12AWG | 0 | 0 | FALSE | 0 | 1PX16AWG+SH | 0 | 0 | FALSE | 0 | 1PX18AWG TYPE K T/C | 0 | 0 | FALSE | 0 | 2CX14AWG | 0 | 0 | FALSE | 0 | 2CX16AWG | 0 | 0 | FALSE | 0 | 3C #4 W/GND | 0 | 0 | FALSE | 0 | 3CX14AWG | 0 | 0 | FALSE | 0 | 4CX14AWG | 0 | 0 | FALSE | 0 | 4CX16AWG | 0 | 0 | FALSE | 0 | 4PX16AWG+SH | 0 | 0 | FALSE | 0 | 6PX18AWG+SH | 0 | 0 | FALSE | 0 | 6PX18AWG+SH | 0 | 0 | FALSE | 0 | 9PX18AWG+SH | 1 | 250 | FALSE | 250 | 8CX12AWG | 0 | 0 | FALSE | 0 | 2CX10AWG | 0 | 0 | FALSE | 0 | 4CX12AWG | 0 | 0 | FALSE | 0 | 0 | 0 | 0 | FALSE | 0
S878 | 101 | TURBINE CONTROL PANEL | 236 | Turbine Roof Panel | 300 | 6PX18AWG+SH | FALSE | 6PX18AWG+SH | 11 | 300 | 11 | 19CX12AWG | 0 | 0 | FALSE | 0 | 1PX16AWG+SH | 0 | 0 | FALSE | 0 | 1PX18AWG TYPE K T/C | 0 | 0 | FALSE | 0 | 2CX14AWG | 0 | 0 | FALSE | 0 | 2CX16AWG | 0 | 0 | FALSE | 0 | 3C #4 W/GND | 0 | 0 | FALSE | 0 | 3CX14AWG | 0 | 0 | FALSE | 0 | 4CX14AWG | 0 | 0 | FALSE | 0 | 4CX16AWG | 0 | 0 | FALSE | 0 | 4PX16AWG+SH | 0 | 0 | FALSE | 0 | 6PX18AWG+SH | 1 | 300 | FALSE | 300 | 6PX18AWG+SH | 1 | 300 | FALSE | 300 | 9PX18AWG+SH | 0 | 0 | FALSE | 0 | 8CX12AWG | 0 | 0 | FALSE | 0 | 2CX10AWG | 0 | 0 | FALSE | 0 | 4CX12AWG | 0 | 0 | FALSE | 0 | 0 | 0 | 0 | FALSE | 0
S879 | 101 | TURBINE CONTROL PANEL | 173 | JB72 Water Injection Skid | 250 | 19CX12AWG | FALSE | 6PX18AWG+SH | 12 | 300 | 1 | 19CX12AWG | 1 | 250 | FALSE | 250 | 1PX16AWG+SH | 0 | 0 | FALSE | 0 | 1PX18AWG TYPE K T/C | 0 | 0 | FALSE | 0 | 2CX14AWG | 0 | 0 | FALSE | 0 | 2CX16AWG | 0 | 0 | FALSE | 0 | 3C #4 W/GND | 0 | 0 | FALSE | 0 | 3CX14AWG | 0 | 0 | FALSE | 0 | 4CX14AWG | 0 | 0 | FALSE | 0 | 4CX16AWG | 0 | 0 | FALSE | 0 | 4PX16AWG+SH | 0 | 0 | FALSE | 0 | 6PX18AWG+SH | 0 | 0 | FALSE | 0 | 6PX18AWG+SH | 0 | 0 | FALSE | 0 | 9PX18AWG+SH | 0 | 0 | FALSE | 0 | 8CX12AWG | 0 | 0 | FALSE | 0 | 2CX10AWG | 0 | 0 | FALSE | 0 | 4CX12AWG | 0 | 0 | FALSE | 0 | 0 | 0 | 0 | FALSE | 0
S881 | 101 | TURBINE CONTROL PANEL | 429 | 88AB-1 MCC CUBICLE | 60 | 8CX12AWG | FALSE | 9PX18AWG+SH | 13 | 450 | 14 | 19CX12AWG | 0 | 0 | FALSE | 0 | 1PX16AWG+SH | 0 | 0 | FALSE | 0 | 1PX18AWG TYPE K T/C | 0 | 0 | FALSE | 0 | 2CX14AWG | 0 | 0 | FALSE | 0 | 2CX16AWG | 0 | 0 | FALSE | 0 | 3C #4 W/GND | 0 | 0 | FALSE | 0 | 3CX14AWG | 0 | 0 | FALSE | 0 | 4CX14AWG | 0 | 0 | FALSE | 0 | 4CX16AWG | 0 | 0 | FALSE | 0 | 4PX16AWG+SH | 0 | 0 | FALSE | 0 | 6PX18AWG+SH | 0 | 0 | FALSE | 0 | 6PX18AWG+SH | 0 | 0 | FALSE | 0 | 9PX18AWG+SH | 0 | 0 | FALSE | 0 | 8CX12AWG | 1 | 60 | FALSE | 60 | 2CX10AWG | 0 | 0 | FALSE | 0 | 4CX12AWG | 0 | 0 | FALSE | 0 | 0 | 0 | 0 | FALSE | 0
S882 | 101 | TURBINE CONTROL PANEL | 231 | JB019B Turbine Off Base | 300 | 19CX12AWG | FALSE | 8CX12AWG | 14 | 60 | 1 | 19CX12AWG | 1 | 300 | FALSE | 300 | 1PX16AWG+SH | 0 | 0 | FALSE | 0 | 1PX18AWG TYPE K T/C | 0 | 0 | FALSE | 0 | 2CX14AWG | 0 | 0 | FALSE | 0 | 2CX16AWG | 0 | 0 | FALSE | 0 | 3C #4 W/GND | 0 | 0 | FALSE | 0 | 3CX14AWG | 0 | 0 | FALSE | 0 | 4CX14AWG | 0 | 0 | FALSE | 0 | 4CX16AWG | 0 | 0 | FALSE | 0 | 4PX16AWG+SH | 0 | 0 | FALSE | 0 | 6PX18AWG+SH | 0 | 0 | FALSE | 0 | 6PX18AWG+SH | 0 | 0 | FALSE | 0 | 9PX18AWG+SH | 0 | 0 | FALSE | 0 | 8CX12AWG | 0 | 0 | FALSE | 0 | 2CX10AWG | 0 | 0 | FALSE | 0 | 4CX12AWG | 0 | 0 | FALSE | 0 | 0 | 0 | 0 | FALSE | 0
S884 | 429 | 88AB-1 MCC CUBICLE | 392 | JB004 ACCESSORY BASE LEVEL 4 | 200 | 3C #4 W/GND | FALSE | 2CX10AWG | 15 | 200 | 6 | 19CX12AWG | 0 | 0 | FALSE | 0 | 1PX16AWG+SH | 0 | 0 | FALSE | 0 | 1PX18AWG TYPE K T/C | 0 | 0 | FALSE | 0 | 2CX14AWG | 0 | 0 | FALSE | 0 | 2CX16AWG | 0 | 0 | FALSE | 0 | 3C #4 W/GND | 1 | 200 | FALSE | 200 | 3CX14AWG | 0 | 0 | FALSE | 0 | 4CX14AWG | 0 | 0 | FALSE | 0 | 4CX16AWG | 0 | 0 | FALSE | 0 | 4PX16AWG+SH | 0 | 0 | FALSE | 0 | 6PX18AWG+SH | 0 | 0 | FALSE | 0 | 6PX18AWG+SH | 0 | 0 | FALSE | 0 | 9PX18AWG+SH | 0 | 0 | FALSE | 0 | 8CX12AWG | 0 | 0 | FALSE | 0 | 2CX10AWG | 0 | 0 | FALSE | 0 | 4CX12AWG | 0 | 0 | FALSE | 0 | 0 | 0 | 0 | FALSE | 0
S886 | 429 | 88AB-1 MCC CUBICLE | 115 | JB002 Accessory Base Low Level | 200 | 2CX10AWG | FALSE | 4CX12AWG | 16 | 1000 | 15 | 19CX12AWG | 0 | 0 | FALSE | 0 | 1PX16AWG+SH | 0 | 0 | FALSE | 0 | 1PX18AWG TYPE K T/C | 0 | 0 | FALSE | 0 | 2CX14AWG | 0 | 0 | FALSE | 0 | 2CX16AWG | 0 | 0 | FALSE | 0 | 3C #4 W/GND | 0 | 0 | FALSE | 0 | 3CX14AWG | 0 | 0 | FALSE | 0 | 4CX14AWG | 0 | 0 | FALSE | 0 | 4CX16AWG | 0 | 0 | FALSE | 0 | 4PX16AWG+SH | 0 | 0 | FALSE | 0 | 6PX18AWG+SH | 0 | 0 | FALSE | 0 | 6PX18AWG+SH | 0 | 0 | FALSE | 0 | 9PX18AWG+SH | 0 | 0 | FALSE | 0 | 8CX12AWG | 0 | 0 | FALSE | 0 | 2CX10AWG | 1 | 200 | FALSE | 200 | 4CX12AWG | 0 | 0 | FALSE | 0 | 0 | 0 | 0 | FALSE | 0
S891 | 101 | TURBINE CONTROL PANEL | 430 | DEMIN WATER FORWARDING JB01 | 500 | 4CX12AWG | FALSE |  | 17 | 0 | 16 | 19CX12AWG | 0 | 0 | FALSE | 0 | 1PX16AWG+SH | 0 | 0 | FALSE | 0 | 1PX18AWG TYPE K T/C | 0 | 0 | FALSE | 0 | 2CX14AWG | 0 | 0 | FALSE | 0 | 2CX16AWG | 0 | 0 | FALSE | 0 | 3C #4 W/GND | 0 | 0 | FALSE | 0 | 3CX14AWG | 0 | 0 | FALSE | 0 | 4CX14AWG | 0 | 0 | FALSE | 0 | 4CX16AWG | 0 | 0 | FALSE | 0 | 4PX16AWG+SH | 0 | 0 | FALSE | 0 | 6PX18AWG+SH | 0 | 0 | FALSE | 0 | 6PX18AWG+SH | 0 | 0 | FALSE | 0 | 9PX18AWG+SH | 0 | 0 | FALSE | 0 | 8CX12AWG | 0 | 0 | FALSE | 0 | 2CX10AWG | 0 | 0 | FALSE | 0 | 4CX12AWG | 1 | 500 | FALSE | 500 | 0 | 0 | 0 | FALSE | 0
S892 | 101 | TURBINE CONTROL PANEL | 430 | DEMIN WATER FORWARDING JB01 | 500 | 1PX16AWG+SH | FALSE |  |  |  | 2 | 19CX12AWG | 0 | 0 | FALSE | 0 | 1PX16AWG+SH | 1 | 500 | FALSE | 500 | 1PX18AWG TYPE K T/C | 0 | 0 | FALSE | 0 | 2CX14AWG | 0 | 0 | FALSE | 0 | 2CX16AWG | 0 | 0 | FALSE | 0 | 3C #4 W/GND | 0 | 0 | FALSE | 0 | 3CX14AWG | 0 | 0 | FALSE | 0 | 4CX14AWG | 0 | 0 | FALSE | 0 | 4CX16AWG | 0 | 0 | FALSE | 0 | 4PX16AWG+SH | 0 | 0 | FALSE | 0 | 6PX18AWG+SH | 0 | 0 | FALSE | 0 | 6PX18AWG+SH | 0 | 0 | FALSE | 0 | 9PX18AWG+SH | 0 | 0 | FALSE | 0 | 8CX12AWG | 0 | 0 | FALSE | 0 | 2CX10AWG | 0 | 0 | FALSE | 0 | 4CX12AWG | 0 | 0 | FALSE | 0 | 0 | 0 | 0 | FALSE | 0
S893 | 101 | TURBINE CONTROL PANEL | 427 | LIQUID FUEL FORWARDING JB01 | 500 | 4CX12AWG | FALSE |  |  |  | 16 | 19CX12AWG | 0 | 0 | FALSE | 0 | 1PX16AWG+SH | 0 | 0 | FALSE | 0 | 1PX18AWG TYPE K T/C | 0 | 0 | FALSE | 0 | 2CX14AWG | 0 | 0 | FALSE | 0 | 2CX16AWG | 0 | 0 | FALSE | 0 | 3C #4 W/GND | 0 | 0 | FALSE | 0 | 3CX14AWG | 0 | 0 | FALSE | 0 | 4CX14AWG | 0 | 0 | FALSE | 0 | 4CX16AWG | 0 | 0 | FALSE | 0 | 4PX16AWG+SH | 0 | 0 | FALSE | 0 | 6PX18AWG+SH | 0 | 0 | FALSE | 0 | 6PX18AWG+SH | 0 | 0 | FALSE | 0 | 9PX18AWG+SH | 0 | 0 | FALSE | 0 | 8CX12AWG | 0 | 0 | FALSE | 0 | 2CX10AWG | 0 | 0 | FALSE | 0 | 4CX12AWG | 1 | 500 | FALSE | 500 | 0 | 0 | 0 | FALSE | 0
S894 | 101 | TURBINE CONTROL PANEL | 427 | LIQUID FUEL FORWARDING JB01 | 500 | 1PX16AWG+SH | FALSE |  |  |  | 2 | 19CX12AWG | 0 | 0 | FALSE | 0 | 1PX16AWG+SH | 1 | 500 | FALSE | 500 | 1PX18AWG TYPE K T/C | 0 | 0 | FALSE | 0 | 2CX14AWG | 0 | 0 | FALSE | 0 | 2CX16AWG | 0 | 0 | FALSE | 0 | 3C #4 W/GND | 0 | 0 | FALSE | 0 | 3CX14AWG | 0 | 0 | FALSE | 0 | 4CX14AWG | 0 | 0 | FALSE | 0 | 4CX16AWG | 0 | 0 | FALSE | 0 | 4PX16AWG+SH | 0 | 0 | FALSE | 0 | 6PX18AWG+SH | 0 | 0 | FALSE | 0 | 6PX18AWG+SH | 0 | 0 | FALSE | 0 | 9PX18AWG+SH | 0 | 0 | FALSE | 0 | 8CX12AWG | 0 | 0 | FALSE | 0 | 2CX10AWG | 0 | 0 | FALSE | 0 | 4CX12AWG | 0 | 0 | FALSE | 0 | 0 | 0 | 0 | FALSE | 0
10-FGM-C001 |  | FG Module - JB130 |  | 20PG-1 | 100 | 3CX14AWG | FALSE |  |  |  | 7 | 19CX12AWG | 0 | 0 | FALSE | 0 | 1PX16AWG+SH | 0 | 0 | FALSE | 0 | 1PX18AWG TYPE K T/C | 0 | 0 | FALSE | 0 | 2CX14AWG | 0 | 0 | FALSE | 0 | 2CX16AWG | 0 | 0 | FALSE | 0 | 3C #4 W/GND | 0 | 0 | FALSE | 0 | 3CX14AWG | 1 | 100 | FALSE | 100 | 4CX14AWG | 0 | 0 | FALSE | 0 | 4CX16AWG | 0 | 0 | FALSE | 0 | 4PX16AWG+SH | 0 | 0 | FALSE | 0 | 6PX18AWG+SH | 0 | 0 | FALSE | 0 | 6PX18AWG+SH | 0 | 0 | FALSE | 0 | 9PX18AWG+SH | 0 | 0 | FALSE | 0 | 8CX12AWG | 0 | 0 | FALSE | 0 | 2CX10AWG | 0 | 0 | FALSE | 0 | 4CX12AWG | 0 | 0 | FALSE | 0 | 0 | 0 | 0 | FALSE | 0
10-FGM-C002 |  | FG Module - JB130 |  | 20PG-2 | 100 | 3CX14AWG | FALSE |  |  |  | 7 | 19CX12AWG | 0 | 0 | FALSE | 0 | 1PX16AWG+SH | 0 | 0 | FALSE | 0 | 1PX18AWG TYPE K T/C | 0 | 0 | FALSE | 0 | 2CX14AWG | 0 | 0 | FALSE | 0 | 2CX16AWG | 0 | 0 | FALSE | 0 | 3C #4 W/GND | 0 | 0 | FALSE | 0 | 3CX14AWG | 1 | 100 | FALSE | 100 | 4CX14AWG | 0 | 0 | FALSE | 0 | 4CX16AWG | 0 | 0 | FALSE | 0 | 4PX16AWG+SH | 0 | 0 | FALSE | 0 | 6PX18AWG+SH | 0 | 0 | FALSE | 0 | 6PX18AWG+SH | 0 | 0 | FALSE | 0 | 9PX18AWG+SH | 0 | 0 | FALSE | 0 | 8CX12AWG | 0 | 0 | FALSE | 0 | 2CX10AWG | 0 | 0 | FALSE | 0 | 4CX12AWG | 0 | 0 | FALSE | 0 | 0 | 0 | 0 | FALSE | 0
10-FGM-C003 |  | FG Module - JB130 |  | 33PG-1/3 | 100 | 3CX14AWG | FALSE |  |  |  | 7 | 19CX12AWG | 0 | 0 | FALSE | 0 | 1PX16AWG+SH | 0 | 0 | FALSE | 0 | 1PX18AWG TYPE K T/C | 0 | 0 | FALSE | 0 | 2CX14AWG | 0 | 0 | FALSE | 0 | 2CX16AWG | 0 | 0 | FALSE | 0 | 3C #4 W/GND | 0 | 0 | FALSE | 0 | 3CX14AWG | 1 | 100 | FALSE | 100 | 4CX14AWG | 0 | 0 | FALSE | 0 | 4CX16AWG | 0 | 0 | FALSE | 0 | 4PX16AWG+SH | 0 | 0 | FALSE | 0 | 6PX18AWG+SH | 0 | 0 | FALSE | 0 | 6PX18AWG+SH | 0 | 0 | FALSE | 0 | 9PX18AWG+SH | 0 | 0 | FALSE | 0 | 8CX12AWG | 0 | 0 | FALSE | 0 | 2CX10AWG | 0 | 0 | FALSE | 0 | 4CX12AWG | 0 | 0 | FALSE | 0 | 0 | 0 | 0 | FALSE | 0
10-FGM-C004 |  | FG Module - JB130 |  | 33PG-2/4 | 100 | 3CX14AWG | FALSE |  |  |  | 7 | 19CX12AWG | 0 | 0 | FALSE | 0 | 1PX16AWG+SH | 0 | 0 | FALSE | 0 | 1PX18AWG TYPE K T/C | 0 | 0 | FALSE | 0 | 2CX14AWG | 0 | 0 | FALSE | 0 | 2CX16AWG | 0 | 0 | FALSE | 0 | 3C #4 W/GND | 0 | 0 | FALSE | 0 | 3CX14AWG | 1 | 100 | FALSE | 100 | 4CX14AWG | 0 | 0 | FALSE | 0 | 4CX16AWG | 0 | 0 | FALSE | 0 | 4PX16AWG+SH | 0 | 0 | FALSE | 0 | 6PX18AWG+SH | 0 | 0 | FALSE | 0 | 6PX18AWG+SH | 0 | 0 | FALSE | 0 | 9PX18AWG+SH | 0 | 0 | FALSE | 0 | 8CX12AWG | 0 | 0 | FALSE | 0 | 2CX10AWG | 0 | 0 | FALSE | 0 | 4CX12AWG | 0 | 0 | FALSE | 0 | 0 | 0 | 0 | FALSE | 0
10-FGM-C005 |  | FG Module - JB130 |  | 20VG-2 | 100 | 3CX14AWG | FALSE |  |  |  | 7 | 19CX12AWG | 0 | 0 | FALSE | 0 | 1PX16AWG+SH | 0 | 0 | FALSE | 0 | 1PX18AWG TYPE K T/C | 0 | 0 | FALSE | 0 | 2CX14AWG | 0 | 0 | FALSE | 0 | 2CX16AWG | 0 | 0 | FALSE | 0 | 3C #4 W/GND | 0 | 0 | FALSE | 0 | 3CX14AWG | 1 | 100 | FALSE | 100 | 4CX14AWG | 0 | 0 | FALSE | 0 | 4CX16AWG | 0 | 0 | FALSE | 0 | 4PX16AWG+SH | 0 | 0 | FALSE | 0 | 6PX18AWG+SH | 0 | 0 | FALSE | 0 | 6PX18AWG+SH | 0 | 0 | FALSE | 0 | 9PX18AWG+SH | 0 | 0 | FALSE | 0 | 8CX12AWG | 0 | 0 | FALSE | 0 | 2CX10AWG | 0 | 0 | FALSE | 0 | 4CX12AWG | 0 | 0 | FALSE | 0 | 0 | 0 | 0 | FALSE | 0
10-FGM-I003 |  | FG Module - JB130 |  | 63PG-1 | 100 | 3CX14AWG | FALSE |  |  |  | 7 | 19CX12AWG | 0 | 0 | FALSE | 0 | 1PX16AWG+SH | 0 | 0 | FALSE | 0 | 1PX18AWG TYPE K T/C | 0 | 0 | FALSE | 0 | 2CX14AWG | 0 | 0 | FALSE | 0 | 2CX16AWG | 0 | 0 | FALSE | 0 | 3C #4 W/GND | 0 | 0 | FALSE | 0 | 3CX14AWG | 1 | 100 | FALSE | 100 | 4CX14AWG | 0 | 0 | FALSE | 0 | 4CX16AWG | 0 | 0 | FALSE | 0 | 4PX16AWG+SH | 0 | 0 | FALSE | 0 | 6PX18AWG+SH | 0 | 0 | FALSE | 0 | 6PX18AWG+SH | 0 | 0 | FALSE | 0 | 9PX18AWG+SH | 0 | 0 | FALSE | 0 | 8CX12AWG | 0 | 0 | FALSE | 0 | 2CX10AWG | 0 | 0 | FALSE | 0 | 4CX12AWG | 0 | 0 | FALSE | 0 | 0 | 0 | 0 | FALSE | 0
10-LFM-I001 |  | JB 19B |  | 20PL-1 | 100 | 2CX14AWG | FALSE |  |  |  | 4 | 19CX12AWG | 0 | 0 | FALSE | 0 | 1PX16AWG+SH | 0 | 0 | FALSE | 0 | 1PX18AWG TYPE K T/C | 0 | 0 | FALSE | 0 | 2CX14AWG | 1 | 100 | FALSE | 100 | 2CX16AWG | 0 | 0 | FALSE | 0 | 3C #4 W/GND | 0 | 0 | FALSE | 0 | 3CX14AWG | 0 | 0 | FALSE | 0 | 4CX14AWG | 0 | 0 | FALSE | 0 | 4CX16AWG | 0 | 0 | FALSE | 0 | 4PX16AWG+SH | 0 | 0 | FALSE | 0 | 6PX18AWG+SH | 0 | 0 | FALSE | 0 | 6PX18AWG+SH | 0 | 0 | FALSE | 0 | 9PX18AWG+SH | 0 | 0 | FALSE | 0 | 8CX12AWG | 0 | 0 | FALSE | 0 | 2CX10AWG | 0 | 0 | FALSE | 0 | 4CX12AWG | 0 | 0 | FALSE | 0 | 0 | 0 | 0 | FALSE | 0
10-LFM-I002 |  | JB 19B |  | 33WP-1 | 100 | 2CX14AWG | FALSE |  |  |  | 4 | 19CX12AWG | 0 | 0 | FALSE | 0 | 1PX16AWG+SH | 0 | 0 | FALSE | 0 | 1PX18AWG TYPE K T/C | 0 | 0 | FALSE | 0 | 2CX14AWG | 1 | 100 | FALSE | 100 | 2CX16AWG | 0 | 0 | FALSE | 0 | 3C #4 W/GND | 0 | 0 | FALSE | 0 | 3CX14AWG | 0 | 0 | FALSE | 0 | 4CX14AWG | 0 | 0 | FALSE | 0 | 4CX16AWG | 0 | 0 | FALSE | 0 | 4PX16AWG+SH | 0 | 0 | FALSE | 0 | 6PX18AWG+SH | 0 | 0 | FALSE | 0 | 6PX18AWG+SH | 0 | 0 | FALSE | 0 | 9PX18AWG+SH | 0 | 0 | FALSE | 0 | 8CX12AWG | 0 | 0 | FALSE | 0 | 2CX10AWG | 0 | 0 | FALSE | 0 | 4CX12AWG | 0 | 0 | FALSE | 0 | 0 | 0 | 0 | FALSE | 0
10-LFM-I003 |  | JB 19B |  | 20PL-3 | 100 | 2CX14AWG | FALSE |  |  |  | 4 | 19CX12AWG | 0 | 0 | FALSE | 0 | 1PX16AWG+SH | 0 | 0 | FALSE | 0 | 1PX18AWG TYPE K T/C | 0 | 0 | FALSE | 0 | 2CX14AWG | 1 | 100 | FALSE | 100 | 2CX16AWG | 0 | 0 | FALSE | 0 | 3C #4 W/GND | 0 | 0 | FALSE | 0 | 3CX14AWG | 0 | 0 | FALSE | 0 | 4CX14AWG | 0 | 0 | FALSE | 0 | 4CX16AWG | 0 | 0 | FALSE | 0 | 4PX16AWG+SH | 0 | 0 | FALSE | 0 | 6PX18AWG+SH | 0 | 0 | FALSE | 0 | 6PX18AWG+SH | 0 | 0 | FALSE | 0 | 9PX18AWG+SH | 0 | 0 | FALSE | 0 | 8CX12AWG | 0 | 0 | FALSE | 0 | 2CX10AWG | 0 | 0 | FALSE | 0 | 4CX12AWG | 0 | 0 | FALSE | 0 | 0 | 0 | 0 | FALSE | 0
10-LFM-I004 |  | JB 19B |  | 20PL-4 | 100 | 2CX14AWG | FALSE |  |  |  | 4 | 19CX12AWG | 0 | 0 | FALSE | 0 | 1PX16AWG+SH | 0 | 0 | FALSE | 0 | 1PX18AWG TYPE K T/C | 0 | 0 | FALSE | 0 | 2CX14AWG | 1 | 100 | FALSE | 100 | 2CX16AWG | 0 | 0 | FALSE | 0 | 3C #4 W/GND | 0 | 0 | FALSE | 0 | 3CX14AWG | 0 | 0 | FALSE | 0 | 4CX14AWG | 0 | 0 | FALSE | 0 | 4CX16AWG | 0 | 0 | FALSE | 0 | 4PX16AWG+SH | 0 | 0 | FALSE | 0 | 6PX18AWG+SH | 0 | 0 | FALSE | 0 | 6PX18AWG+SH | 0 | 0 | FALSE | 0 | 9PX18AWG+SH | 0 | 0 | FALSE | 0 | 8CX12AWG | 0 | 0 | FALSE | 0 | 2CX10AWG | 0 | 0 | FALSE | 0 | 4CX12AWG | 0 | 0 | FALSE | 0 | 0 | 0 | 0 | FALSE | 0
10-LFM-I005 |  | JB 19B |  | 20BP-1 | 100 | 2CX14AWG | FALSE |  |  |  | 4 | 19CX12AWG | 0 | 0 | FALSE | 0 | 1PX16AWG+SH | 0 | 0 | FALSE | 0 | 1PX18AWG TYPE K T/C | 0 | 0 | FALSE | 0 | 2CX14AWG | 1 | 100 | FALSE | 100 | 2CX16AWG | 0 | 0 | FALSE | 0 | 3C #4 W/GND | 0 | 0 | FALSE | 0 | 3CX14AWG | 0 | 0 | FALSE | 0 | 4CX14AWG | 0 | 0 | FALSE | 0 | 4CX16AWG | 0 | 0 | FALSE | 0 | 4PX16AWG+SH | 0 | 0 | FALSE | 0 | 6PX18AWG+SH | 0 | 0 | FALSE | 0 | 6PX18AWG+SH | 0 | 0 | FALSE | 0 | 9PX18AWG+SH | 0 | 0 | FALSE | 0 | 8CX12AWG | 0 | 0 | FALSE | 0 | 2CX10AWG | 0 | 0 | FALSE | 0 | 4CX12AWG | 0 | 0 | FALSE | 0 | 0 | 0 | 0 | FALSE | 0
10-LFM-I006 |  | JB 19B |  | 20PL-2 | 100 | 2CX14AWG | FALSE |  |  |  | 4 | 19CX12AWG | 0 | 0 | FALSE | 0 | 1PX16AWG+SH | 0 | 0 | FALSE | 0 | 1PX18AWG TYPE K T/C | 0 | 0 | FALSE | 0 | 2CX14AWG | 1 | 100 | FALSE | 100 | 2CX16AWG | 0 | 0 | FALSE | 0 | 3C #4 W/GND | 0 | 0 | FALSE | 0 | 3CX14AWG | 0 | 0 | FALSE | 0 | 4CX14AWG | 0 | 0 | FALSE | 0 | 4CX16AWG | 0 | 0 | FALSE | 0 | 4PX16AWG+SH | 0 | 0 | FALSE | 0 | 6PX18AWG+SH | 0 | 0 | FALSE | 0 | 6PX18AWG+SH | 0 | 0 | FALSE | 0 | 9PX18AWG+SH | 0 | 0 | FALSE | 0 | 8CX12AWG | 0 | 0 | FALSE | 0 | 2CX10AWG | 0 | 0 | FALSE | 0 | 4CX12AWG | 0 | 0 | FALSE | 0 | 0 | 0 | 0 | FALSE | 0
10-LFM-I007 |  | JB 19B |  | 20PW-1 | 100 | 2CX14AWG | FALSE |  |  |  | 4 | 19CX12AWG | 0 | 0 | FALSE | 0 | 1PX16AWG+SH | 0 | 0 | FALSE | 0 | 1PX18AWG TYPE K T/C | 0 | 0 | FALSE | 0 | 2CX14AWG | 1 | 100 | FALSE | 100 | 2CX16AWG | 0 | 0 | FALSE | 0 | 3C #4 W/GND | 0 | 0 | FALSE | 0 | 3CX14AWG | 0 | 0 | FALSE | 0 | 4CX14AWG | 0 | 0 | FALSE | 0 | 4CX16AWG | 0 | 0 | FALSE | 0 | 4PX16AWG+SH | 0 | 0 | FALSE | 0 | 6PX18AWG+SH | 0 | 0 | FALSE | 0 | 6PX18AWG+SH | 0 | 0 | FALSE | 0 | 9PX18AWG+SH | 0 | 0 | FALSE | 0 | 8CX12AWG | 0 | 0 | FALSE | 0 | 2CX10AWG | 0 | 0 | FALSE | 0 | 4CX12AWG | 0 | 0 | FALSE | 0 | 0 | 0 | 0 | FALSE | 0
10-LFM-I008 |  | JB 19B |  | 33PL-1 | 100 | 2CX14AWG | FALSE |  |  |  | 4 | 19CX12AWG | 0 | 0 | FALSE | 0 | 1PX16AWG+SH | 0 | 0 | FALSE | 0 | 1PX18AWG TYPE K T/C | 0 | 0 | FALSE | 0 | 2CX14AWG | 1 | 100 | FALSE | 100 | 2CX16AWG | 0 | 0 | FALSE | 0 | 3C #4 W/GND | 0 | 0 | FALSE | 0 | 3CX14AWG | 0 | 0 | FALSE | 0 | 4CX14AWG | 0 | 0 | FALSE | 0 | 4CX16AWG | 0 | 0 | FALSE | 0 | 4PX16AWG+SH | 0 | 0 | FALSE | 0 | 6PX18AWG+SH | 0 | 0 | FALSE | 0 | 6PX18AWG+SH | 0 | 0 | FALSE | 0 | 9PX18AWG+SH | 0 | 0 | FALSE | 0 | 8CX12AWG | 0 | 0 | FALSE | 0 | 2CX10AWG | 0 | 0 | FALSE | 0 | 4CX12AWG | 0 | 0 | FALSE | 0 | 0 | 0 | 0 | FALSE | 0
10-LFM-I009 |  | JB 19B |  | 33PL-2 | 100 | 2CX14AWG | FALSE |  |  |  | 4 | 19CX12AWG | 0 | 0 | FALSE | 0 | 1PX16AWG+SH | 0 | 0 | FALSE | 0 | 1PX18AWG TYPE K T/C | 0 | 0 | FALSE | 0 | 2CX14AWG | 1 | 100 | FALSE | 100 | 2CX16AWG | 0 | 0 | FALSE | 0 | 3C #4 W/GND | 0 | 0 | FALSE | 0 | 3CX14AWG | 0 | 0 | FALSE | 0 | 4CX14AWG | 0 | 0 | FALSE | 0 | 4CX16AWG | 0 | 0 | FALSE | 0 | 4PX16AWG+SH | 0 | 0 | FALSE | 0 | 6PX18AWG+SH | 0 | 0 | FALSE | 0 | 6PX18AWG+SH | 0 | 0 | FALSE | 0 | 9PX18AWG+SH | 0 | 0 | FALSE | 0 | 8CX12AWG | 0 | 0 | FALSE | 0 | 2CX10AWG | 0 | 0 | FALSE | 0 | 4CX12AWG | 0 | 0 | FALSE | 0 | 0 | 0 | 0 | FALSE | 0
10-LFM-I010 |  | JB1A |  | 65FP-1 | 100 | 4PX16AWG+SH | FALSE |  |  |  | 10 | 19CX12AWG | 0 | 0 | FALSE | 0 | 1PX16AWG+SH | 0 | 0 | FALSE | 0 | 1PX18AWG TYPE K T/C | 0 | 0 | FALSE | 0 | 2CX14AWG | 0 | 0 | FALSE | 0 | 2CX16AWG | 0 | 0 | FALSE | 0 | 3C #4 W/GND | 0 | 0 | FALSE | 0 | 3CX14AWG | 0 | 0 | FALSE | 0 | 4CX14AWG | 0 | 0 | FALSE | 0 | 4CX16AWG | 0 | 0 | FALSE | 0 | 4PX16AWG+SH | 1 | 100 | FALSE | 100 | 6PX18AWG+SH | 0 | 0 | FALSE | 0 | 6PX18AWG+SH | 0 | 0 | FALSE | 0 | 9PX18AWG+SH | 0 | 0 | FALSE | 0 | 8CX12AWG | 0 | 0 | FALSE | 0 | 2CX10AWG | 0 | 0 | FALSE | 0 | 4CX12AWG | 0 | 0 | FALSE | 0 | 0 | 0 | 0 | FALSE | 0
10-LFM-I011 |  | JB1B |  | 77FD-1 | 100 | 1PX16AWG+SH | FALSE |  |  |  | 2 | 19CX12AWG | 0 | 0 | FALSE | 0 | 1PX16AWG+SH | 1 | 100 | FALSE | 100 | 1PX18AWG TYPE K T/C | 0 | 0 | FALSE | 0 | 2CX14AWG | 0 | 0 | FALSE | 0 | 2CX16AWG | 0 | 0 | FALSE | 0 | 3C #4 W/GND | 0 | 0 | FALSE | 0 | 3CX14AWG | 0 | 0 | FALSE | 0 | 4CX14AWG | 0 | 0 | FALSE | 0 | 4CX16AWG | 0 | 0 | FALSE | 0 | 4PX16AWG+SH | 0 | 0 | FALSE | 0 | 6PX18AWG+SH | 0 | 0 | FALSE | 0 | 6PX18AWG+SH | 0 | 0 | FALSE | 0 | 9PX18AWG+SH | 0 | 0 | FALSE | 0 | 8CX12AWG | 0 | 0 | FALSE | 0 | 2CX10AWG | 0 | 0 | FALSE | 0 | 4CX12AWG | 0 | 0 | FALSE | 0 | 0 | 0 | 0 | FALSE | 0
10-LFM-I012 |  | JB1B |  | 77FD-2 | 100 | 1PX16AWG+SH | FALSE |  |  |  | 2 | 19CX12AWG | 0 | 0 | FALSE | 0 | 1PX16AWG+SH | 1 | 100 | FALSE | 100 | 1PX18AWG TYPE K T/C | 0 | 0 | FALSE | 0 | 2CX14AWG | 0 | 0 | FALSE | 0 | 2CX16AWG | 0 | 0 | FALSE | 0 | 3C #4 W/GND | 0 | 0 | FALSE | 0 | 3CX14AWG | 0 | 0 | FALSE | 0 | 4CX14AWG | 0 | 0 | FALSE | 0 | 4CX16AWG | 0 | 0 | FALSE | 0 | 4PX16AWG+SH | 0 | 0 | FALSE | 0 | 6PX18AWG+SH | 0 | 0 | FALSE | 0 | 6PX18AWG+SH | 0 | 0 | FALSE | 0 | 9PX18AWG+SH | 0 | 0 | FALSE | 0 | 8CX12AWG | 0 | 0 | FALSE | 0 | 2CX10AWG | 0 | 0 | FALSE | 0 | 4CX12AWG | 0 | 0 | FALSE | 0 | 0 | 0 | 0 | FALSE | 0
10-LFM-I013 |  | JB1B |  | 77FD-3 | 100 | 1PX16AWG+SH | FALSE |  |  |  | 2 | 19CX12AWG | 0 | 0 | FALSE | 0 | 1PX16AWG+SH | 1 | 100 | FALSE | 100 | 1PX18AWG TYPE K T/C | 0 | 0 | FALSE | 0 | 2CX14AWG | 0 | 0 | FALSE | 0 | 2CX16AWG | 0 | 0 | FALSE | 0 | 3C #4 W/GND | 0 | 0 | FALSE | 0 | 3CX14AWG | 0 | 0 | FALSE | 0 | 4CX14AWG | 0 | 0 | FALSE | 0 | 4CX16AWG | 0 | 0 | FALSE | 0 | 4PX16AWG+SH | 0 | 0 | FALSE | 0 | 6PX18AWG+SH | 0 | 0 | FALSE | 0 | 6PX18AWG+SH | 0 | 0 | FALSE | 0 | 9PX18AWG+SH | 0 | 0 | FALSE | 0 | 8CX12AWG | 0 | 0 | FALSE | 0 | 2CX10AWG | 0 | 0 | FALSE | 0 | 4CX12AWG | 0 | 0 | FALSE | 0 | 0 | 0 | 0 | FALSE | 0
10-LFM-I014 |  | JB20A |  | AATI-1A | 100 | 1PX18AWG TYPE K T/C | FALSE |  |  |  | 3 | 19CX12AWG | 0 | 0 | FALSE | 0 | 1PX16AWG+SH | 0 | 0 | FALSE | 0 | 1PX18AWG TYPE K T/C | 1 | 100 | FALSE | 100 | 2CX14AWG | 0 | 0 | FALSE | 0 | 2CX16AWG | 0 | 0 | FALSE | 0 | 3C #4 W/GND | 0 | 0 | FALSE | 0 | 3CX14AWG | 0 | 0 | FALSE | 0 | 4CX14AWG | 0 | 0 | FALSE | 0 | 4CX16AWG | 0 | 0 | FALSE | 0 | 4PX16AWG+SH | 0 | 0 | FALSE | 0 | 6PX18AWG+SH | 0 | 0 | FALSE | 0 | 6PX18AWG+SH | 0 | 0 | FALSE | 0 | 9PX18AWG+SH | 0 | 0 | FALSE | 0 | 8CX12AWG | 0 | 0 | FALSE | 0 | 2CX10AWG | 0 | 0 | FALSE | 0 | 4CX12AWG | 0 | 0 | FALSE | 0 | 0 | 0 | 0 | FALSE | 0
10-LFM-I015 |  | JB20A |  | AATI-1B | 100 | 1PX18AWG TYPE K T/C | FALSE |  |  |  | 3 | 19CX12AWG | 0 | 0 | FALSE | 0 | 1PX16AWG+SH | 0 | 0 | FALSE | 0 | 1PX18AWG TYPE K T/C | 1 | 100 | FALSE | 100 | 2CX14AWG | 0 | 0 | FALSE | 0 | 2CX16AWG | 0 | 0 | FALSE | 0 | 3C #4 W/GND | 0 | 0 | FALSE | 0 | 3CX14AWG | 0 | 0 | FALSE | 0 | 4CX14AWG | 0 | 0 | FALSE | 0 | 4CX16AWG | 0 | 0 | FALSE | 0 | 4PX16AWG+SH | 0 | 0 | FALSE | 0 | 6PX18AWG+SH | 0 | 0 | FALSE | 0 | 6PX18AWG+SH | 0 | 0 | FALSE | 0 | 9PX18AWG+SH | 0 | 0 | FALSE | 0 | 8CX12AWG | 0 | 0 | FALSE | 0 | 2CX10AWG | 0 | 0 | FALSE | 0 | 4CX12AWG | 0 | 0 | FALSE | 0 | 0 | 0 | 0 | FALSE | 0
10-LFM-I016 |  | JB2 |  | 63FL-2 | 100 | 2CX16AWG | FALSE |  |  |  | 5 | 19CX12AWG | 0 | 0 | FALSE | 0 | 1PX16AWG+SH | 0 | 0 | FALSE | 0 | 1PX18AWG TYPE K T/C | 0 | 0 | FALSE | 0 | 2CX14AWG | 0 | 0 | FALSE | 0 | 2CX16AWG | 1 | 100 | FALSE | 100 | 3C #4 W/GND | 0 | 0 | FALSE | 0 | 3CX14AWG | 0 | 0 | FALSE | 0 | 4CX14AWG | 0 | 0 | FALSE | 0 | 4CX16AWG | 0 | 0 | FALSE | 0 | 4PX16AWG+SH | 0 | 0 | FALSE | 0 | 6PX18AWG+SH | 0 | 0 | FALSE | 0 | 6PX18AWG+SH | 0 | 0 | FALSE | 0 | 9PX18AWG+SH | 0 | 0 | FALSE | 0 | 8CX12AWG | 0 | 0 | FALSE | 0 | 2CX10AWG | 0 | 0 | FALSE | 0 | 4CX12AWG | 0 | 0 | FALSE | 0 | 0 | 0 | 0 | FALSE | 0
10-LFM-I017 |  | JB2D |  | 33FL-1 | 100 | 4CX16AWG | FALSE |  |  |  | 9 | 19CX12AWG | 0 | 0 | FALSE | 0 | 1PX16AWG+SH | 0 | 0 | FALSE | 0 | 1PX18AWG TYPE K T/C | 0 | 0 | FALSE | 0 | 2CX14AWG | 0 | 0 | FALSE | 0 | 2CX16AWG | 0 | 0 | FALSE | 0 | 3C #4 W/GND | 0 | 0 | FALSE | 0 | 3CX14AWG | 0 | 0 | FALSE | 0 | 4CX14AWG | 0 | 0 | FALSE | 0 | 4CX16AWG | 1 | 100 | FALSE | 100 | 4PX16AWG+SH | 0 | 0 | FALSE | 0 | 6PX18AWG+SH | 0 | 0 | FALSE | 0 | 6PX18AWG+SH | 0 | 0 | FALSE | 0 | 9PX18AWG+SH | 0 | 0 | FALSE | 0 | 8CX12AWG | 0 | 0 | FALSE | 0 | 2CX10AWG | 0 | 0 | FALSE | 0 | 4CX12AWG | 0 | 0 | FALSE | 0 | 0 | 0 | 0 | FALSE | 0
10-LFM-I018 |  | JB2E |  | 20CF-1 | 100 | 2CX14AWG | FALSE |  |  |  | 4 | 19CX12AWG | 0 | 0 | FALSE | 0 | 1PX16AWG+SH | 0 | 0 | FALSE | 0 | 1PX18AWG TYPE K T/C | 0 | 0 | FALSE | 0 | 2CX14AWG | 1 | 100 | FALSE | 100 | 2CX16AWG | 0 | 0 | FALSE | 0 | 3C #4 W/GND | 0 | 0 | FALSE | 0 | 3CX14AWG | 0 | 0 | FALSE | 0 | 4CX14AWG | 0 | 0 | FALSE | 0 | 4CX16AWG | 0 | 0 | FALSE | 0 | 4PX16AWG+SH | 0 | 0 | FALSE | 0 | 6PX18AWG+SH | 0 | 0 | FALSE | 0 | 6PX18AWG+SH | 0 | 0 | FALSE | 0 | 9PX18AWG+SH | 0 | 0 | FALSE | 0 | 8CX12AWG | 0 | 0 | FALSE | 0 | 2CX10AWG | 0 | 0 | FALSE | 0 | 4CX12AWG | 0 | 0 | FALSE | 0 | 0 | 0 | 0 | FALSE | 0
10-LFM-I019 |  | JB2 |  | 63AD-1C | 100 | 2CX16AWG | FALSE |  |  |  | 5 | 19CX12AWG | 0 | 0 | FALSE | 0 | 1PX16AWG+SH | 0 | 0 | FALSE | 0 | 1PX18AWG TYPE K T/C | 0 | 0 | FALSE | 0 | 2CX14AWG | 0 | 0 | FALSE | 0 | 2CX16AWG | 1 | 100 | FALSE | 100 | 3C #4 W/GND | 0 | 0 | FALSE | 0 | 3CX14AWG | 0 | 0 | FALSE | 0 | 4CX14AWG | 0 | 0 | FALSE | 0 | 4CX16AWG | 0 | 0 | FALSE | 0 | 4PX16AWG+SH | 0 | 0 | FALSE | 0 | 6PX18AWG+SH | 0 | 0 | FALSE | 0 | 6PX18AWG+SH | 0 | 0 | FALSE | 0 | 9PX18AWG+SH | 0 | 0 | FALSE | 0 | 8CX12AWG | 0 | 0 | FALSE | 0 | 2CX10AWG | 0 | 0 | FALSE | 0 | 4CX12AWG | 0 | 0 | FALSE | 0 | 0 | 0 | 0 | FALSE | 0
10-LFM-I020 |  | JB2 |  | 63AD-1C | 100 | 2CX16AWG | FALSE |  |  |  | 5 | 19CX12AWG | 0 | 0 | FALSE | 0 | 1PX16AWG+SH | 0 | 0 | FALSE | 0 | 1PX18AWG TYPE K T/C | 0 | 0 | FALSE | 0 | 2CX14AWG | 0 | 0 | FALSE | 0 | 2CX16AWG | 1 | 100 | FALSE | 100 | 3C #4 W/GND | 0 | 0 | FALSE | 0 | 3CX14AWG | 0 | 0 | FALSE | 0 | 4CX14AWG | 0 | 0 | FALSE | 0 | 4CX16AWG | 0 | 0 | FALSE | 0 | 4PX16AWG+SH | 0 | 0 | FALSE | 0 | 6PX18AWG+SH | 0 | 0 | FALSE | 0 | 6PX18AWG+SH | 0 | 0 | FALSE | 0 | 9PX18AWG+SH | 0 | 0 | FALSE | 0 | 8CX12AWG | 0 | 0 | FALSE | 0 | 2CX10AWG | 0 | 0 | FALSE | 0 | 4CX12AWG | 0 | 0 | FALSE | 0 | 0 | 0 | 0 | FALSE | 0
10-LFM-I021 |  | JB2 |  | 63AD-1B | 100 | 2CX16AWG | FALSE |  |  |  | 5 | 19CX12AWG | 0 | 0 | FALSE | 0 | 1PX16AWG+SH | 0 | 0 | FALSE | 0 | 1PX18AWG TYPE K T/C | 0 | 0 | FALSE | 0 | 2CX14AWG | 0 | 0 | FALSE | 0 | 2CX16AWG | 1 | 100 | FALSE | 100 | 3C #4 W/GND | 0 | 0 | FALSE | 0 | 3CX14AWG | 0 | 0 | FALSE | 0 | 4CX14AWG | 0 | 0 | FALSE | 0 | 4CX16AWG | 0 | 0 | FALSE | 0 | 4PX16AWG+SH | 0 | 0 | FALSE | 0 | 6PX18AWG+SH | 0 | 0 | FALSE | 0 | 6PX18AWG+SH | 0 | 0 | FALSE | 0 | 9PX18AWG+SH | 0 | 0 | FALSE | 0 | 8CX12AWG | 0 | 0 | FALSE | 0 | 2CX10AWG | 0 | 0 | FALSE | 0 | 4CX12AWG | 0 | 0 | FALSE | 0 | 0 | 0 | 0 | FALSE | 0
10-LFM-I022 |  | JB2 |  | 63AD-1B | 100 | 2CX16AWG | FALSE |  |  |  | 5 | 19CX12AWG | 0 | 0 | FALSE | 0 | 1PX16AWG+SH | 0 | 0 | FALSE | 0 | 1PX18AWG TYPE K T/C | 0 | 0 | FALSE | 0 | 2CX14AWG | 0 | 0 | FALSE | 0 | 2CX16AWG | 1 | 100 | FALSE | 100 | 3C #4 W/GND | 0 | 0 | FALSE | 0 | 3CX14AWG | 0 | 0 | FALSE | 0 | 4CX14AWG | 0 | 0 | FALSE | 0 | 4CX16AWG | 0 | 0 | FALSE | 0 | 4PX16AWG+SH | 0 | 0 | FALSE | 0 | 6PX18AWG+SH | 0 | 0 | FALSE | 0 | 6PX18AWG+SH | 0 | 0 | FALSE | 0 | 9PX18AWG+SH | 0 | 0 | FALSE | 0 | 8CX12AWG | 0 | 0 | FALSE | 0 | 2CX10AWG | 0 | 0 | FALSE | 0 | 4CX12AWG | 0 | 0 | FALSE | 0 | 0 | 0 | 0 | FALSE | 0
10-LFM-I023 |  | JB2 |  | 63AD-1A | 100 | 2CX16AWG | FALSE |  |  |  | 5 | 19CX12AWG | 0 | 0 | FALSE | 0 | 1PX16AWG+SH | 0 | 0 | FALSE | 0 | 1PX18AWG TYPE K T/C | 0 | 0 | FALSE | 0 | 2CX14AWG | 0 | 0 | FALSE | 0 | 2CX16AWG | 1 | 100 | FALSE | 100 | 3C #4 W/GND | 0 | 0 | FALSE | 0 | 3CX14AWG | 0 | 0 | FALSE | 0 | 4CX14AWG | 0 | 0 | FALSE | 0 | 4CX16AWG | 0 | 0 | FALSE | 0 | 4PX16AWG+SH | 0 | 0 | FALSE | 0 | 6PX18AWG+SH | 0 | 0 | FALSE | 0 | 6PX18AWG+SH | 0 | 0 | FALSE | 0 | 9PX18AWG+SH | 0 | 0 | FALSE | 0 | 8CX12AWG | 0 | 0 | FALSE | 0 | 2CX10AWG | 0 | 0 | FALSE | 0 | 4CX12AWG | 0 | 0 | FALSE | 0 | 0 | 0 | 0 | FALSE | 0
10-LFM-I024 |  | JB2 |  | 63AD-1A | 100 | 2CX16AWG | FALSE |  |  |  | 5 | 19CX12AWG | 0 | 0 | FALSE | 0 | 1PX16AWG+SH | 0 | 0 | FALSE | 0 | 1PX18AWG TYPE K T/C | 0 | 0 | FALSE | 0 | 2CX14AWG | 0 | 0 | FALSE | 0 | 2CX16AWG | 1 | 100 | FALSE | 100 | 3C #4 W/GND | 0 | 0 | FALSE | 0 | 3CX14AWG | 0 | 0 | FALSE | 0 | 4CX14AWG | 0 | 0 | FALSE | 0 | 4CX16AWG | 0 | 0 | FALSE | 0 | 4PX16AWG+SH | 0 | 0 | FALSE | 0 | 6PX18AWG+SH | 0 | 0 | FALSE | 0 | 6PX18AWG+SH | 0 | 0 | FALSE | 0 | 9PX18AWG+SH | 0 | 0 | FALSE | 0 | 8CX12AWG | 0 | 0 | FALSE | 0 | 2CX10AWG | 0 | 0 | FALSE | 0 | 4CX12AWG | 0 | 0 | FALSE | 0 | 0 | 0 | 0 | FALSE | 0
10-LFM-I025 |  | JB2 |  | 63AF-1 | 100 | 2CX16AWG | FALSE |  |  |  | 5 | 19CX12AWG | 0 | 0 | FALSE | 0 | 1PX16AWG+SH | 0 | 0 | FALSE | 0 | 1PX18AWG TYPE K T/C | 0 | 0 | FALSE | 0 | 2CX14AWG | 0 | 0 | FALSE | 0 | 2CX16AWG | 1 | 100 | FALSE | 100 | 3C #4 W/GND | 0 | 0 | FALSE | 0 | 3CX14AWG | 0 | 0 | FALSE | 0 | 4CX14AWG | 0 | 0 | FALSE | 0 | 4CX16AWG | 0 | 0 | FALSE | 0 | 4PX16AWG+SH | 0 | 0 | FALSE | 0 | 6PX18AWG+SH | 0 | 0 | FALSE | 0 | 6PX18AWG+SH | 0 | 0 | FALSE | 0 | 9PX18AWG+SH | 0 | 0 | FALSE | 0 | 8CX12AWG | 0 | 0 | FALSE | 0 | 2CX10AWG | 0 | 0 | FALSE | 0 | 4CX12AWG | 0 | 0 | FALSE | 0 | 0 | 0 | 0 | FALSE | 0
10-LFM-I026 |  | JB2 |  | 63AF-1 | 100 | 2CX16AWG | FALSE |  |  |  | 5 | 19CX12AWG | 0 | 0 | FALSE | 0 | 1PX16AWG+SH | 0 | 0 | FALSE | 0 | 1PX18AWG TYPE K T/C | 0 | 0 | FALSE | 0 | 2CX14AWG | 0 | 0 | FALSE | 0 | 2CX16AWG | 1 | 100 | FALSE | 100 | 3C #4 W/GND | 0 | 0 | FALSE | 0 | 3CX14AWG | 0 | 0 | FALSE | 0 | 4CX14AWG | 0 | 0 | FALSE | 0 | 4CX16AWG | 0 | 0 | FALSE | 0 | 4PX16AWG+SH | 0 | 0 | FALSE | 0 | 6PX18AWG+SH | 0 | 0 | FALSE | 0 | 6PX18AWG+SH | 0 | 0 | FALSE | 0 | 9PX18AWG+SH | 0 | 0 | FALSE | 0 | 8CX12AWG | 0 | 0 | FALSE | 0 | 2CX10AWG | 0 | 0 | FALSE | 0 | 4CX12AWG | 0 | 0 | FALSE | 0 | 0 | 0 | 0 | FALSE | 0
10-LFM-I027 |  | JB2 |  | 63LF-8 | 100 | 2CX16AWG | FALSE |  |  |  | 5 | 19CX12AWG | 0 | 0 | FALSE | 0 | 1PX16AWG+SH | 0 | 0 | FALSE | 0 | 1PX18AWG TYPE K T/C | 0 | 0 | FALSE | 0 | 2CX14AWG | 0 | 0 | FALSE | 0 | 2CX16AWG | 1 | 100 | FALSE | 100 | 3C #4 W/GND | 0 | 0 | FALSE | 0 | 3CX14AWG | 0 | 0 | FALSE | 0 | 4CX14AWG | 0 | 0 | FALSE | 0 | 4CX16AWG | 0 | 0 | FALSE | 0 | 4PX16AWG+SH | 0 | 0 | FALSE | 0 | 6PX18AWG+SH | 0 | 0 | FALSE | 0 | 6PX18AWG+SH | 0 | 0 | FALSE | 0 | 9PX18AWG+SH | 0 | 0 | FALSE | 0 | 8CX12AWG | 0 | 0 | FALSE | 0 | 2CX10AWG | 0 | 0 | FALSE | 0 | 4CX12AWG | 0 | 0 | FALSE | 0 | 0 | 0 | 0 | FALSE | 0
10-LFM-I028 |  | JB2 |  | 63LF-8 | 100 | 2CX16AWG | FALSE |  |  |  | 5 | 19CX12AWG | 0 | 0 | FALSE | 0 | 1PX16AWG+SH | 0 | 0 | FALSE | 0 | 1PX18AWG TYPE K T/C | 0 | 0 | FALSE | 0 | 2CX14AWG | 0 | 0 | FALSE | 0 | 2CX16AWG | 1 | 100 | FALSE | 100 | 3C #4 W/GND | 0 | 0 | FALSE | 0 | 3CX14AWG | 0 | 0 | FALSE | 0 | 4CX14AWG | 0 | 0 | FALSE | 0 | 4CX16AWG | 0 | 0 | FALSE | 0 | 4PX16AWG+SH | 0 | 0 | FALSE | 0 | 6PX18AWG+SH | 0 | 0 | FALSE | 0 | 6PX18AWG+SH | 0 | 0 | FALSE | 0 | 9PX18AWG+SH | 0 | 0 | FALSE | 0 | 8CX12AWG | 0 | 0 | FALSE | 0 | 2CX10AWG | 0 | 0 | FALSE | 0 | 4CX12AWG | 0 | 0 | FALSE | 0 | 0 | 0 | 0 | FALSE | 0
10-LFM-I029 |  | JB2 |  | 63LF-9 | 100 | 2CX16AWG | FALSE |  |  |  | 5 | 19CX12AWG | 0 | 0 | FALSE | 0 | 1PX16AWG+SH | 0 | 0 | FALSE | 0 | 1PX18AWG TYPE K T/C | 0 | 0 | FALSE | 0 | 2CX14AWG | 0 | 0 | FALSE | 0 | 2CX16AWG | 1 | 100 | FALSE | 100 | 3C #4 W/GND | 0 | 0 | FALSE | 0 | 3CX14AWG | 0 | 0 | FALSE | 0 | 4CX14AWG | 0 | 0 | FALSE | 0 | 4CX16AWG | 0 | 0 | FALSE | 0 | 4PX16AWG+SH | 0 | 0 | FALSE | 0 | 6PX18AWG+SH | 0 | 0 | FALSE | 0 | 6PX18AWG+SH | 0 | 0 | FALSE | 0 | 9PX18AWG+SH | 0 | 0 | FALSE | 0 | 8CX12AWG | 0 | 0 | FALSE | 0 | 2CX10AWG | 0 | 0 | FALSE | 0 | 4CX12AWG | 0 | 0 | FALSE | 0 | 0 | 0 | 0 | FALSE | 0
10-LFM-I030 |  | JB2 |  | 63LF-9 | 100 | 2CX16AWG | FALSE |  |  |  | 5 | 19CX12AWG | 0 | 0 | FALSE | 0 | 1PX16AWG+SH | 0 | 0 | FALSE | 0 | 1PX18AWG TYPE K T/C | 0 | 0 | FALSE | 0 | 2CX14AWG | 0 | 0 | FALSE | 0 | 2CX16AWG | 1 | 100 | FALSE | 100 | 3C #4 W/GND | 0 | 0 | FALSE | 0 | 3CX14AWG | 0 | 0 | FALSE | 0 | 4CX14AWG | 0 | 0 | FALSE | 0 | 4CX16AWG | 0 | 0 | FALSE | 0 | 4PX16AWG+SH | 0 | 0 | FALSE | 0 | 6PX18AWG+SH | 0 | 0 | FALSE | 0 | 6PX18AWG+SH | 0 | 0 | FALSE | 0 | 9PX18AWG+SH | 0 | 0 | FALSE | 0 | 8CX12AWG | 0 | 0 | FALSE | 0 | 2CX10AWG | 0 | 0 | FALSE | 0 | 4CX12AWG | 0 | 0 | FALSE | 0 | 0 | 0 | 0 | FALSE | 0
10-LFM-I031 |  | JB2 |  | 63LF-1 | 100 | 2CX16AWG | FALSE |  |  |  | 5 | 19CX12AWG | 0 | 0 | FALSE | 0 | 1PX16AWG+SH | 0 | 0 | FALSE | 0 | 1PX18AWG TYPE K T/C | 0 | 0 | FALSE | 0 | 2CX14AWG | 0 | 0 | FALSE | 0 | 2CX16AWG | 1 | 100 | FALSE | 100 | 3C #4 W/GND | 0 | 0 | FALSE | 0 | 3CX14AWG | 0 | 0 | FALSE | 0 | 4CX14AWG | 0 | 0 | FALSE | 0 | 4CX16AWG | 0 | 0 | FALSE | 0 | 4PX16AWG+SH | 0 | 0 | FALSE | 0 | 6PX18AWG+SH | 0 | 0 | FALSE | 0 | 6PX18AWG+SH | 0 | 0 | FALSE | 0 | 9PX18AWG+SH | 0 | 0 | FALSE | 0 | 8CX12AWG | 0 | 0 | FALSE | 0 | 2CX10AWG | 0 | 0 | FALSE | 0 | 4CX12AWG | 0 | 0 | FALSE | 0 | 0 | 0 | 0 | FALSE | 0
10-LFM-I032 |  | JB2 |  | 63LF-1 | 100 | 2CX16AWG | FALSE |  |  |  | 5 | 19CX12AWG | 0 | 0 | FALSE | 0 | 1PX16AWG+SH | 0 | 0 | FALSE | 0 | 1PX18AWG TYPE K T/C | 0 | 0 | FALSE | 0 | 2CX14AWG | 0 | 0 | FALSE | 0 | 2CX16AWG | 1 | 100 | FALSE | 100 | 3C #4 W/GND | 0 | 0 | FALSE | 0 | 3CX14AWG | 0 | 0 | FALSE | 0 | 4CX14AWG | 0 | 0 | FALSE | 0 | 4CX16AWG | 0 | 0 | FALSE | 0 | 4PX16AWG+SH | 0 | 0 | FALSE | 0 | 6PX18AWG+SH | 0 | 0 | FALSE | 0 | 6PX18AWG+SH | 0 | 0 | FALSE | 0 | 9PX18AWG+SH | 0 | 0 | FALSE | 0 | 8CX12AWG | 0 | 0 | FALSE | 0 | 2CX10AWG | 0 | 0 | FALSE | 0 | 4CX12AWG | 0 | 0 | FALSE | 0 | 0 | 0 | 0 | FALSE | 0
10-LFM-I033 |  | JB2J |  | 20FK-1 | 100 | 2CX14AWG | FALSE |  |  |  | 4 | 19CX12AWG | 0 | 0 | FALSE | 0 | 1PX16AWG+SH | 0 | 0 | FALSE | 0 | 1PX18AWG TYPE K T/C | 0 | 0 | FALSE | 0 | 2CX14AWG | 1 | 100 | FALSE | 100 | 2CX16AWG | 0 | 0 | FALSE | 0 | 3C #4 W/GND | 0 | 0 | FALSE | 0 | 3CX14AWG | 0 | 0 | FALSE | 0 | 4CX14AWG | 0 | 0 | FALSE | 0 | 4CX16AWG | 0 | 0 | FALSE | 0 | 4PX16AWG+SH | 0 | 0 | FALSE | 0 | 6PX18AWG+SH | 0 | 0 | FALSE | 0 | 6PX18AWG+SH | 0 | 0 | FALSE | 0 | 9PX18AWG+SH | 0 | 0 | FALSE | 0 | 8CX12AWG | 0 | 0 | FALSE | 0 | 2CX10AWG | 0 | 0 | FALSE | 0 | 4CX12AWG | 0 | 0 | FALSE | 0 | 0 | 0 | 0 | FALSE | 0
10-LFM-I034 |  | JB2 |  | JB2J | 100 | 2CX14AWG | FALSE |  |  |  | 4 | 19CX12AWG | 0 | 0 | FALSE | 0 | 1PX16AWG+SH | 0 | 0 | FALSE | 0 | 1PX18AWG TYPE K T/C | 0 | 0 | FALSE | 0 | 2CX14AWG | 1 | 100 | FALSE | 100 | 2CX16AWG | 0 | 0 | FALSE | 0 | 3C #4 W/GND | 0 | 0 | FALSE | 0 | 3CX14AWG | 0 | 0 | FALSE | 0 | 4CX14AWG | 0 | 0 | FALSE | 0 | 4CX16AWG | 0 | 0 | FALSE | 0 | 4PX16AWG+SH | 0 | 0 | FALSE | 0 | 6PX18AWG+SH | 0 | 0 | FALSE | 0 | 6PX18AWG+SH | 0 | 0 | FALSE | 0 | 9PX18AWG+SH | 0 | 0 | FALSE | 0 | 8CX12AWG | 0 | 0 | FALSE | 0 | 2CX10AWG | 0 | 0 | FALSE | 0 | 4CX12AWG | 0 | 0 | FALSE | 0 | 0 | 0 | 0 | FALSE | 0
10-LFM-I035 |  | JB2K |  | 33FK-1 | 100 | 2CX16AWG | FALSE |  |  |  | 5 | 19CX12AWG | 0 | 0 | FALSE | 0 | 1PX16AWG+SH | 0 | 0 | FALSE | 0 | 1PX18AWG TYPE K T/C | 0 | 0 | FALSE | 0 | 2CX14AWG | 0 | 0 | FALSE | 0 | 2CX16AWG | 1 | 100 | FALSE | 100 | 3C #4 W/GND | 0 | 0 | FALSE | 0 | 3CX14AWG | 0 | 0 | FALSE | 0 | 4CX14AWG | 0 | 0 | FALSE | 0 | 4CX16AWG | 0 | 0 | FALSE | 0 | 4PX16AWG+SH | 0 | 0 | FALSE | 0 | 6PX18AWG+SH | 0 | 0 | FALSE | 0 | 6PX18AWG+SH | 0 | 0 | FALSE | 0 | 9PX18AWG+SH | 0 | 0 | FALSE | 0 | 8CX12AWG | 0 | 0 | FALSE | 0 | 2CX10AWG | 0 | 0 | FALSE | 0 | 4CX12AWG | 0 | 0 | FALSE | 0 | 0 | 0 | 0 | FALSE | 0
10-LFM-I036 |  | JB2 |  | JB2K | 100 | 2CX16AWG | FALSE |  |  |  | 5 | 19CX12AWG | 0 | 0 | FALSE | 0 | 1PX16AWG+SH | 0 | 0 | FALSE | 0 | 1PX18AWG TYPE K T/C | 0 | 0 | FALSE | 0 | 2CX14AWG | 0 | 0 | FALSE | 0 | 2CX16AWG | 1 | 100 | FALSE | 100 | 3C #4 W/GND | 0 | 0 | FALSE | 0 | 3CX14AWG | 0 | 0 | FALSE | 0 | 4CX14AWG | 0 | 0 | FALSE | 0 | 4CX16AWG | 0 | 0 | FALSE | 0 | 4PX16AWG+SH | 0 | 0 | FALSE | 0 | 6PX18AWG+SH | 0 | 0 | FALSE | 0 | 6PX18AWG+SH | 0 | 0 | FALSE | 0 | 9PX18AWG+SH | 0 | 0 | FALSE | 0 | 8CX12AWG | 0 | 0 | FALSE | 0 | 2CX10AWG | 0 | 0 | FALSE | 0 | 4CX12AWG | 0 | 0 | FALSE | 0 | 0 | 0 | 0 | FALSE | 0
10-LFM-I037 |  | JB2K |  | 33FK-2 | 100 | 2CX16AWG | FALSE |  |  |  | 5 | 19CX12AWG | 0 | 0 | FALSE | 0 | 1PX16AWG+SH | 0 | 0 | FALSE | 0 | 1PX18AWG TYPE K T/C | 0 | 0 | FALSE | 0 | 2CX14AWG | 0 | 0 | FALSE | 0 | 2CX16AWG | 1 | 100 | FALSE | 100 | 3C #4 W/GND | 0 | 0 | FALSE | 0 | 3CX14AWG | 0 | 0 | FALSE | 0 | 4CX14AWG | 0 | 0 | FALSE | 0 | 4CX16AWG | 0 | 0 | FALSE | 0 | 4PX16AWG+SH | 0 | 0 | FALSE | 0 | 6PX18AWG+SH | 0 | 0 | FALSE | 0 | 6PX18AWG+SH | 0 | 0 | FALSE | 0 | 9PX18AWG+SH | 0 | 0 | FALSE | 0 | 8CX12AWG | 0 | 0 | FALSE | 0 | 2CX10AWG | 0 | 0 | FALSE | 0 | 4CX12AWG | 0 | 0 | FALSE | 0 | 0 | 0 | 0 | FALSE | 0
10-LFM-I038 |  | JB2 |  | JB2K | 100 | 2CX16AWG | FALSE |  |  |  | 5 | 19CX12AWG | 0 | 0 | FALSE | 0 | 1PX16AWG+SH | 0 | 0 | FALSE | 0 | 1PX18AWG TYPE K T/C | 0 | 0 | FALSE | 0 | 2CX14AWG | 0 | 0 | FALSE | 0 | 2CX16AWG | 1 | 100 | FALSE | 100 | 3C #4 W/GND | 0 | 0 | FALSE | 0 | 3CX14AWG | 0 | 0 | FALSE | 0 | 4CX14AWG | 0 | 0 | FALSE | 0 | 4CX16AWG | 0 | 0 | FALSE | 0 | 4PX16AWG+SH | 0 | 0 | FALSE | 0 | 6PX18AWG+SH | 0 | 0 | FALSE | 0 | 6PX18AWG+SH | 0 | 0 | FALSE | 0 | 9PX18AWG+SH | 0 | 0 | FALSE | 0 | 8CX12AWG | 0 | 0 | FALSE | 0 | 2CX10AWG | 0 | 0 | FALSE | 0 | 4CX12AWG | 0 | 0 | FALSE | 0 | 0 | 0 | 0 | FALSE | 0
10-LFM-I039 |  | JB2B |  | 20FL-1 | 100 | 2CX14AWG | FALSE |  |  |  | 4 | 19CX12AWG | 0 | 0 | FALSE | 0 | 1PX16AWG+SH | 0 | 0 | FALSE | 0 | 1PX18AWG TYPE K T/C | 0 | 0 | FALSE | 0 | 2CX14AWG | 1 | 100 | FALSE | 100 | 2CX16AWG | 0 | 0 | FALSE | 0 | 3C #4 W/GND | 0 | 0 | FALSE | 0 | 3CX14AWG | 0 | 0 | FALSE | 0 | 4CX14AWG | 0 | 0 | FALSE | 0 | 4CX16AWG | 0 | 0 | FALSE | 0 | 4PX16AWG+SH | 0 | 0 | FALSE | 0 | 6PX18AWG+SH | 0 | 0 | FALSE | 0 | 6PX18AWG+SH | 0 | 0 | FALSE | 0 | 9PX18AWG+SH | 0 | 0 | FALSE | 0 | 8CX12AWG | 0 | 0 | FALSE | 0 | 2CX10AWG | 0 | 0 | FALSE | 0 | 4CX12AWG | 0 | 0 | FALSE | 0 | 0 | 0 | 0 | FALSE | 0
10-LFM-I040 |  | JB2 |  | JB2B | 100 | 2CX14AWG | FALSE |  |  |  | 4 | 19CX12AWG | 0 | 0 | FALSE | 0 | 1PX16AWG+SH | 0 | 0 | FALSE | 0 | 1PX18AWG TYPE K T/C | 0 | 0 | FALSE | 0 | 2CX14AWG | 1 | 100 | FALSE | 100 | 2CX16AWG | 0 | 0 | FALSE | 0 | 3C #4 W/GND | 0 | 0 | FALSE | 0 | 3CX14AWG | 0 | 0 | FALSE | 0 | 4CX14AWG | 0 | 0 | FALSE | 0 | 4CX16AWG | 0 | 0 | FALSE | 0 | 4PX16AWG+SH | 0 | 0 | FALSE | 0 | 6PX18AWG+SH | 0 | 0 | FALSE | 0 | 6PX18AWG+SH | 0 | 0 | FALSE | 0 | 9PX18AWG+SH | 0 | 0 | FALSE | 0 | 8CX12AWG | 0 | 0 | FALSE | 0 | 2CX10AWG | 0 | 0 | FALSE | 0 | 4CX12AWG | 0 | 0 | FALSE | 0 | 0 | 0 | 0 | FALSE | 0
10-LFM-I041 |  | JB2C |  | 33FL-2 | 100 | 4CX16AWG | FALSE |  |  |  | 9 | 19CX12AWG | 0 | 0 | FALSE | 0 | 1PX16AWG+SH | 0 | 0 | FALSE | 0 | 1PX18AWG TYPE K T/C | 0 | 0 | FALSE | 0 | 2CX14AWG | 0 | 0 | FALSE | 0 | 2CX16AWG | 0 | 0 | FALSE | 0 | 3C #4 W/GND | 0 | 0 | FALSE | 0 | 3CX14AWG | 0 | 0 | FALSE | 0 | 4CX14AWG | 0 | 0 | FALSE | 0 | 4CX16AWG | 1 | 100 | FALSE | 100 | 4PX16AWG+SH | 0 | 0 | FALSE | 0 | 6PX18AWG+SH | 0 | 0 | FALSE | 0 | 6PX18AWG+SH | 0 | 0 | FALSE | 0 | 9PX18AWG+SH | 0 | 0 | FALSE | 0 | 8CX12AWG | 0 | 0 | FALSE | 0 | 2CX10AWG | 0 | 0 | FALSE | 0 | 4CX12AWG | 0 | 0 | FALSE | 0 | 0 | 0 | 0 | FALSE | 0
10-LFM-I042 |  | JB2 |  | JB2C | 100 | 4CX16AWG | FALSE |  |  |  | 9 | 19CX12AWG | 0 | 0 | FALSE | 0 | 1PX16AWG+SH | 0 | 0 | FALSE | 0 | 1PX18AWG TYPE K T/C | 0 | 0 | FALSE | 0 | 2CX14AWG | 0 | 0 | FALSE | 0 | 2CX16AWG | 0 | 0 | FALSE | 0 | 3C #4 W/GND | 0 | 0 | FALSE | 0 | 3CX14AWG | 0 | 0 | FALSE | 0 | 4CX14AWG | 0 | 0 | FALSE | 0 | 4CX16AWG | 1 | 100 | FALSE | 100 | 4PX16AWG+SH | 0 | 0 | FALSE | 0 | 6PX18AWG+SH | 0 | 0 | FALSE | 0 | 6PX18AWG+SH | 0 | 0 | FALSE | 0 | 9PX18AWG+SH | 0 | 0 | FALSE | 0 | 8CX12AWG | 0 | 0 | FALSE | 0 | 2CX10AWG | 0 | 0 | FALSE | 0 | 4CX12AWG | 0 | 0 | FALSE | 0 | 0 | 0 | 0 | FALSE | 0
10-LFM-I043 |  | JB2H |  | 20AA-1 | 100 | 2CX14AWG | FALSE |  |  |  | 4 | 19CX12AWG | 0 | 0 | FALSE | 0 | 1PX16AWG+SH | 0 | 0 | FALSE | 0 | 1PX18AWG TYPE K T/C | 0 | 0 | FALSE | 0 | 2CX14AWG | 1 | 100 | FALSE | 100 | 2CX16AWG | 0 | 0 | FALSE | 0 | 3C #4 W/GND | 0 | 0 | FALSE | 0 | 3CX14AWG | 0 | 0 | FALSE | 0 | 4CX14AWG | 0 | 0 | FALSE | 0 | 4CX16AWG | 0 | 0 | FALSE | 0 | 4PX16AWG+SH | 0 | 0 | FALSE | 0 | 6PX18AWG+SH | 0 | 0 | FALSE | 0 | 6PX18AWG+SH | 0 | 0 | FALSE | 0 | 9PX18AWG+SH | 0 | 0 | FALSE | 0 | 8CX12AWG | 0 | 0 | FALSE | 0 | 2CX10AWG | 0 | 0 | FALSE | 0 | 4CX12AWG | 0 | 0 | FALSE | 0 | 0 | 0 | 0 | FALSE | 0
10-LFM-I044 |  | JB2 |  | JB2H | 100 | 2CX14AWG | FALSE |  |  |  | 4 | 19CX12AWG | 0 | 0 | FALSE | 0 | 1PX16AWG+SH | 0 | 0 | FALSE | 0 | 1PX18AWG TYPE K T/C | 0 | 0 | FALSE | 0 | 2CX14AWG | 1 | 100 | FALSE | 100 | 2CX16AWG | 0 | 0 | FALSE | 0 | 3C #4 W/GND | 0 | 0 | FALSE | 0 | 3CX14AWG | 0 | 0 | FALSE | 0 | 4CX14AWG | 0 | 0 | FALSE | 0 | 4CX16AWG | 0 | 0 | FALSE | 0 | 4PX16AWG+SH | 0 | 0 | FALSE | 0 | 6PX18AWG+SH | 0 | 0 | FALSE | 0 | 6PX18AWG+SH | 0 | 0 | FALSE | 0 | 9PX18AWG+SH | 0 | 0 | FALSE | 0 | 8CX12AWG | 0 | 0 | FALSE | 0 | 2CX10AWG | 0 | 0 | FALSE | 0 | 4CX12AWG | 0 | 0 | FALSE | 0 | 0 | 0 | 0 | FALSE | 0
10-LFM-I045 |  | JB2H |  | 20AB-1 | 100 | 2CX14AWG | FALSE |  |  |  | 4 | 19CX12AWG | 0 | 0 | FALSE | 0 | 1PX16AWG+SH | 0 | 0 | FALSE | 0 | 1PX18AWG TYPE K T/C | 0 | 0 | FALSE | 0 | 2CX14AWG | 1 | 100 | FALSE | 100 | 2CX16AWG | 0 | 0 | FALSE | 0 | 3C #4 W/GND | 0 | 0 | FALSE | 0 | 3CX14AWG | 0 | 0 | FALSE | 0 | 4CX14AWG | 0 | 0 | FALSE | 0 | 4CX16AWG | 0 | 0 | FALSE | 0 | 4PX16AWG+SH | 0 | 0 | FALSE | 0 | 6PX18AWG+SH | 0 | 0 | FALSE | 0 | 6PX18AWG+SH | 0 | 0 | FALSE | 0 | 9PX18AWG+SH | 0 | 0 | FALSE | 0 | 8CX12AWG | 0 | 0 | FALSE | 0 | 2CX10AWG | 0 | 0 | FALSE | 0 | 4CX12AWG | 0 | 0 | FALSE | 0 | 0 | 0 | 0 | FALSE | 0
10-LFM-I046 |  | JB2 |  | JB2H | 100 | 2CX14AWG | FALSE |  |  |  | 4 | 19CX12AWG | 0 | 0 | FALSE | 0 | 1PX16AWG+SH | 0 | 0 | FALSE | 0 | 1PX18AWG TYPE K T/C | 0 | 0 | FALSE | 0 | 2CX14AWG | 1 | 100 | FALSE | 100 | 2CX16AWG | 0 | 0 | FALSE | 0 | 3C #4 W/GND | 0 | 0 | FALSE | 0 | 3CX14AWG | 0 | 0 | FALSE | 0 | 4CX14AWG | 0 | 0 | FALSE | 0 | 4CX16AWG | 0 | 0 | FALSE | 0 | 4PX16AWG+SH | 0 | 0 | FALSE | 0 | 6PX18AWG+SH | 0 | 0 | FALSE | 0 | 6PX18AWG+SH | 0 | 0 | FALSE | 0 | 9PX18AWG+SH | 0 | 0 | FALSE | 0 | 8CX12AWG | 0 | 0 | FALSE | 0 | 2CX10AWG | 0 | 0 | FALSE | 0 | 4CX12AWG | 0 | 0 | FALSE | 0 | 0 | 0 | 0 | FALSE | 0
10-LFM-I047 |  | JB2 |  | JB2D | 100 | 4CX16AWG | FALSE |  |  |  | 9 | 19CX12AWG | 0 | 0 | FALSE | 0 | 1PX16AWG+SH | 0 | 0 | FALSE | 0 | 1PX18AWG TYPE K T/C | 0 | 0 | FALSE | 0 | 2CX14AWG | 0 | 0 | FALSE | 0 | 2CX16AWG | 0 | 0 | FALSE | 0 | 3C #4 W/GND | 0 | 0 | FALSE | 0 | 3CX14AWG | 0 | 0 | FALSE | 0 | 4CX14AWG | 0 | 0 | FALSE | 0 | 4CX16AWG | 1 | 100 | FALSE | 100 | 4PX16AWG+SH | 0 | 0 | FALSE | 0 | 6PX18AWG+SH | 0 | 0 | FALSE | 0 | 6PX18AWG+SH | 0 | 0 | FALSE | 0 | 9PX18AWG+SH | 0 | 0 | FALSE | 0 | 8CX12AWG | 0 | 0 | FALSE | 0 | 2CX10AWG | 0 | 0 | FALSE | 0 | 4CX12AWG | 0 | 0 | FALSE | 0 | 0 | 0 | 0 | FALSE | 0
10-LFM-I048 |  | JB2 |  | JB2E | 100 | 2CX14AWG | FALSE |  |  |  | 4 | 19CX12AWG | 0 | 0 | FALSE | 0 | 1PX16AWG+SH | 0 | 0 | FALSE | 0 | 1PX18AWG TYPE K T/C | 0 | 0 | FALSE | 0 | 2CX14AWG | 1 | 100 | FALSE | 100 | 2CX16AWG | 0 | 0 | FALSE | 0 | 3C #4 W/GND | 0 | 0 | FALSE | 0 | 3CX14AWG | 0 | 0 | FALSE | 0 | 4CX14AWG | 0 | 0 | FALSE | 0 | 4CX16AWG | 0 | 0 | FALSE | 0 | 4PX16AWG+SH | 0 | 0 | FALSE | 0 | 6PX18AWG+SH | 0 | 0 | FALSE | 0 | 6PX18AWG+SH | 0 | 0 | FALSE | 0 | 9PX18AWG+SH | 0 | 0 | FALSE | 0 | 8CX12AWG | 0 | 0 | FALSE | 0 | 2CX10AWG | 0 | 0 | FALSE | 0 | 4CX12AWG | 0 | 0 | FALSE | 0 | 0 | 0 | 0 | FALSE | 0
10-LFM-I049 |  | JB2 |  | JB2J | 100 | 2CX14AWG | FALSE |  |  |  | 4 | 19CX12AWG | 0 | 0 | FALSE | 0 | 1PX16AWG+SH | 0 | 0 | FALSE | 0 | 1PX18AWG TYPE K T/C | 0 | 0 | FALSE | 0 | 2CX14AWG | 1 | 100 | FALSE | 100 | 2CX16AWG | 0 | 0 | FALSE | 0 | 3C #4 W/GND | 0 | 0 | FALSE | 0 | 3CX14AWG | 0 | 0 | FALSE | 0 | 4CX14AWG | 0 | 0 | FALSE | 0 | 4CX16AWG | 0 | 0 | FALSE | 0 | 4PX16AWG+SH | 0 | 0 | FALSE | 0 | 6PX18AWG+SH | 0 | 0 | FALSE | 0 | 6PX18AWG+SH | 0 | 0 | FALSE | 0 | 9PX18AWG+SH | 0 | 0 | FALSE | 0 | 8CX12AWG | 0 | 0 | FALSE | 0 | 2CX10AWG | 0 | 0 | FALSE | 0 | 4CX12AWG | 0 | 0 | FALSE | 0 | 0 | 0 | 0 | FALSE | 0
10-LFM-I050 |  | JB2 |  | JB2K | 100 | 4CX16AWG | FALSE |  |  |  | 9 | 19CX12AWG | 0 | 0 | FALSE | 0 | 1PX16AWG+SH | 0 | 0 | FALSE | 0 | 1PX18AWG TYPE K T/C | 0 | 0 | FALSE | 0 | 2CX14AWG | 0 | 0 | FALSE | 0 | 2CX16AWG | 0 | 0 | FALSE | 0 | 3C #4 W/GND | 0 | 0 | FALSE | 0 | 3CX14AWG | 0 | 0 | FALSE | 0 | 4CX14AWG | 0 | 0 | FALSE | 0 | 4CX16AWG | 1 | 100 | FALSE | 100 | 4PX16AWG+SH | 0 | 0 | FALSE | 0 | 6PX18AWG+SH | 0 | 0 | FALSE | 0 | 6PX18AWG+SH | 0 | 0 | FALSE | 0 | 9PX18AWG+SH | 0 | 0 | FALSE | 0 | 8CX12AWG | 0 | 0 | FALSE | 0 | 2CX10AWG | 0 | 0 | FALSE | 0 | 4CX12AWG | 0 | 0 | FALSE | 0 | 0 | 0 | 0 | FALSE | 0
10-LFM-I051 |  | JB2 |  | JB2B | 100 | 2CX14AWG | FALSE |  |  |  | 4 | 19CX12AWG | 0 | 0 | FALSE | 0 | 1PX16AWG+SH | 0 | 0 | FALSE | 0 | 1PX18AWG TYPE K T/C | 0 | 0 | FALSE | 0 | 2CX14AWG | 1 | 100 | FALSE | 100 | 2CX16AWG | 0 | 0 | FALSE | 0 | 3C #4 W/GND | 0 | 0 | FALSE | 0 | 3CX14AWG | 0 | 0 | FALSE | 0 | 4CX14AWG | 0 | 0 | FALSE | 0 | 4CX16AWG | 0 | 0 | FALSE | 0 | 4PX16AWG+SH | 0 | 0 | FALSE | 0 | 6PX18AWG+SH | 0 | 0 | FALSE | 0 | 6PX18AWG+SH | 0 | 0 | FALSE | 0 | 9PX18AWG+SH | 0 | 0 | FALSE | 0 | 8CX12AWG | 0 | 0 | FALSE | 0 | 2CX10AWG | 0 | 0 | FALSE | 0 | 4CX12AWG | 0 | 0 | FALSE | 0 | 0 | 0 | 0 | FALSE | 0
10-LFM-I052 |  | JB2 |  | JB2C | 100 | 2CX14AWG | FALSE |  |  |  | 4 | 19CX12AWG | 0 | 0 | FALSE | 0 | 1PX16AWG+SH | 0 | 0 | FALSE | 0 | 1PX18AWG TYPE K T/C | 0 | 0 | FALSE | 0 | 2CX14AWG | 1 | 100 | FALSE | 100 | 2CX16AWG | 0 | 0 | FALSE | 0 | 3C #4 W/GND | 0 | 0 | FALSE | 0 | 3CX14AWG | 0 | 0 | FALSE | 0 | 4CX14AWG | 0 | 0 | FALSE | 0 | 4CX16AWG | 0 | 0 | FALSE | 0 | 4PX16AWG+SH | 0 | 0 | FALSE | 0 | 6PX18AWG+SH | 0 | 0 | FALSE | 0 | 6PX18AWG+SH | 0 | 0 | FALSE | 0 | 9PX18AWG+SH | 0 | 0 | FALSE | 0 | 8CX12AWG | 0 | 0 | FALSE | 0 | 2CX10AWG | 0 | 0 | FALSE | 0 | 4CX12AWG | 0 | 0 | FALSE | 0 | 0 | 0 | 0 | FALSE | 0
10-LFM-I053 |  | JB2 |  | JB2H | 100 | 4CX14AWG | FALSE |  |  |  | 8 | 19CX12AWG | 0 | 0 | FALSE | 0 | 1PX16AWG+SH | 0 | 0 | FALSE | 0 | 1PX18AWG TYPE K T/C | 0 | 0 | FALSE | 0 | 2CX14AWG | 0 | 0 | FALSE | 0 | 2CX16AWG | 0 | 0 | FALSE | 0 | 3C #4 W/GND | 0 | 0 | FALSE | 0 | 3CX14AWG | 0 | 0 | FALSE | 0 | 4CX14AWG | 1 | 100 | FALSE | 100 | 4CX16AWG | 0 | 0 | FALSE | 0 | 4PX16AWG+SH | 0 | 0 | FALSE | 0 | 6PX18AWG+SH | 0 | 0 | FALSE | 0 | 6PX18AWG+SH | 0 | 0 | FALSE | 0 | 9PX18AWG+SH | 0 | 0 | FALSE | 0 | 8CX12AWG | 0 | 0 | FALSE | 0 | 2CX10AWG | 0 | 0 | FALSE | 0 | 4CX12AWG | 0 | 0 | FALSE | 0 | 0 | 0 | 0 | FALSE | 0
10-LFM-I054 |  | JB1 |  | JB1A | 100 | 4PX16AWG+SH | FALSE |  |  |  | 10 | 19CX12AWG | 0 | 0 | FALSE | 0 | 1PX16AWG+SH | 0 | 0 | FALSE | 0 | 1PX18AWG TYPE K T/C | 0 | 0 | FALSE | 0 | 2CX14AWG | 0 | 0 | FALSE | 0 | 2CX16AWG | 0 | 0 | FALSE | 0 | 3C #4 W/GND | 0 | 0 | FALSE | 0 | 3CX14AWG | 0 | 0 | FALSE | 0 | 4CX14AWG | 0 | 0 | FALSE | 0 | 4CX16AWG | 0 | 0 | FALSE | 0 | 4PX16AWG+SH | 1 | 100 | FALSE | 100 | 6PX18AWG+SH | 0 | 0 | FALSE | 0 | 6PX18AWG+SH | 0 | 0 | FALSE | 0 | 9PX18AWG+SH | 0 | 0 | FALSE | 0 | 8CX12AWG | 0 | 0 | FALSE | 0 | 2CX10AWG | 0 | 0 | FALSE | 0 | 4CX12AWG | 0 | 0 | FALSE | 0 | 0 | 0 | 0 | FALSE | 0
10-LFM-I055 |  | JB1 |  | JB1B | 100 | 4PX16AWG+SH | FALSE |  |  |  | 10 | 19CX12AWG | 0 | 0 | FALSE | 0 | 1PX16AWG+SH | 0 | 0 | FALSE | 0 | 1PX18AWG TYPE K T/C | 0 | 0 | FALSE | 0 | 2CX14AWG | 0 | 0 | FALSE | 0 | 2CX16AWG | 0 | 0 | FALSE | 0 | 3C #4 W/GND | 0 | 0 | FALSE | 0 | 3CX14AWG | 0 | 0 | FALSE | 0 | 4CX14AWG | 0 | 0 | FALSE | 0 | 4CX16AWG | 0 | 0 | FALSE | 0 | 4PX16AWG+SH | 1 | 100 | FALSE | 100 | 6PX18AWG+SH | 0 | 0 | FALSE | 0 | 6PX18AWG+SH | 0 | 0 | FALSE | 0 | 9PX18AWG+SH | 0 | 0 | FALSE | 0 | 8CX12AWG | 0 | 0 | FALSE | 0 | 2CX10AWG | 0 | 0 | FALSE | 0 | 4CX12AWG | 0 | 0 | FALSE | 0 | 0 | 0 | 0 | FALSE | 0
[7 empty] | TRUE |  |  |  | #N/A | 19CX12AWG | 0 | 0 | FALSE | 0 | 1PX16AWG+SH | 0 | 0 | FALSE | 0 | 1PX18AWG TYPE K T/C | 0 | 0 | FALSE | 0 | 2CX14AWG | 0 | 0 | FALSE | 0 | 2CX16AWG | 0 | 0 | FALSE | 0 | 3C #4 W/GND | 0 | 0 | FALSE | 0 | 3CX14AWG | 0 | 0 | FALSE | 0 | 4CX14AWG | 0 | 0 | FALSE | 0 | 4CX16AWG | 0 | 0 | FALSE | 0 | 4PX16AWG+SH | 0 | 0 | FALSE | 0 | 6PX18AWG+SH | 0 | 0 | FALSE | 0 | 6PX18AWG+SH | 0 | 0 | FALSE | 0 | 9PX18AWG+SH | 0 | 0 | FALSE | 0 | 8CX12AWG | 0 | 0 | FALSE | 0 | 2CX10AWG | 0 | 0 | FALSE | 0 | 4CX12AWG | 0 | 0 | FALSE | 0 | 0 | 1 | 0 | FALSE | 0
[7 empty] | TRUE |  |  |  | #N/A | 19CX12AWG | 0 | 0 | FALSE | 0 | 1PX16AWG+SH | 0 | 0 | FALSE | 0 | 1PX18AWG TYPE K T/C | 0 | 0 | FALSE | 0 | 2CX14AWG | 0 | 0 | FALSE | 0 | 2CX16AWG | 0 | 0 | FALSE | 0 | 3C #4 W/GND | 0 | 0 | FALSE | 0 | 3CX14AWG | 0 | 0 | FALSE | 0 | 4CX14AWG | 0 | 0 | FALSE | 0 | 4CX16AWG | 0 | 0 | FALSE | 0 | 4PX16AWG+SH | 0 | 0 | FALSE | 0 | 6PX18AWG+SH | 0 | 0 | FALSE | 0 | 6PX18AWG+SH | 0 | 0 | FALSE | 0 | 9PX18AWG+SH | 0 | 0 | FALSE | 0 | 8CX12AWG | 0 | 0 | FALSE | 0 | 2CX10AWG | 0 | 0 | FALSE | 0 | 4CX12AWG | 0 | 0 | FALSE | 0 | 0 | 1 | 0 | FALSE | 0
Cable Spares that are utilized for Duel Fuel Devices: | [11 empty] | 19CX12AWG | 0 | 0 | FALSE | 0 | 1PX16AWG+SH | 0 | 0 | FALSE | 0 | 1PX18AWG TYPE K T/C | 0 | 0 | FALSE | 0 | 2CX14AWG | 0 | 0 | FALSE | 0 | 2CX16AWG | 0 | 0 | FALSE | 0 | 3C #4 W/GND | 0 | 0 | FALSE | 0 | 3CX14AWG | 0 | 0 | FALSE | 0 | 4CX14AWG | 0 | 0 | FALSE | 0 | 4CX16AWG | 0 | 0 | FALSE | 0 | 4PX16AWG+SH | 0 | 0 | FALSE | 0 | 6PX18AWG+SH | 0 | 0 | FALSE | 0 | 6PX18AWG+SH | 0 | 0 | FALSE | 0 | 9PX18AWG+SH | 0 | 0 | FALSE | 0 | 8CX12AWG | 0 | 0 | FALSE | 0 | 2CX10AWG | 0 | 0 | FALSE | 0 | 4CX12AWG | 0 | 0 | FALSE | 0 | 0 | 1 | 0 | FALSE | 0
[12 empty] | 19CX12AWG | 0 | 0 | FALSE | 0 | 1PX16AWG+SH | 0 | 0 | FALSE | 0 | 1PX18AWG TYPE K T/C | 0 | 0 | FALSE | 0 | 2CX14AWG | 0 | 0 | FALSE | 0 | 2CX16AWG | 0 | 0 | FALSE | 0 | 3C #4 W/GND | 0 | 0 | FALSE | 0 | 3CX14AWG | 0 | 0 | FALSE | 0 | 4CX14AWG | 0 | 0 | FALSE | 0 | 4CX16AWG | 0 | 0 | FALSE | 0 | 4PX16AWG+SH | 0 | 0 | FALSE | 0 | 6PX18AWG+SH | 0 | 0 | FALSE | 0 | 6PX18AWG+SH | 0 | 0 | FALSE | 0 | 9PX18AWG+SH | 0 | 0 | FALSE | 0 | 8CX12AWG | 0 | 0 | FALSE | 0 | 2CX10AWG | 0 | 0 | FALSE | 0 | 4CX12AWG | 0 | 0 | FALSE | 0 | 0 | 1 | 0 | FALSE | 0
C014 - Cond 14 |  | TCP |  | FG Module - JB130 33PG-1 | [7 empty] | 19CX12AWG | 0 | 0 | FALSE | 0 | 1PX16AWG+SH | 0 | 0 | FALSE | 0 | 1PX18AWG TYPE K T/C | 0 | 0 | FALSE | 0 | 2CX14AWG | 0 | 0 | FALSE | 0 | 2CX16AWG | 0 | 0 | FALSE | 0 | 3C #4 W/GND | 0 | 0 | FALSE | 0 | 3CX14AWG | 0 | 0 | FALSE | 0 | 4CX14AWG | 0 | 0 | FALSE | 0 | 4CX16AWG | 0 | 0 | FALSE | 0 | 4PX16AWG+SH | 0 | 0 | FALSE | 0 | 6PX18AWG+SH | 0 | 0 | FALSE | 0 | 6PX18AWG+SH | 0 | 0 | FALSE | 0 | 9PX18AWG+SH | 0 | 0 | FALSE | 0 | 8CX12AWG | 0 | 0 | FALSE | 0 | 2CX10AWG | 0 | 0 | FALSE | 0 | 4CX12AWG | 0 | 0 | FALSE | 0 | 0 | 1 | 0 | FALSE | 0
C014 - Cond 15 |  | TCP |  | FG Module - JB130 33PG-2 | [7 empty] | 19CX12AWG | 0 | 0 | FALSE | 0 | 1PX16AWG+SH | 0 | 0 | FALSE | 0 | 1PX18AWG TYPE K T/C | 0 | 0 | FALSE | 0 | 2CX14AWG | 0 | 0 | FALSE | 0 | 2CX16AWG | 0 | 0 | FALSE | 0 | 3C #4 W/GND | 0 | 0 | FALSE | 0 | 3CX14AWG | 0 | 0 | FALSE | 0 | 4CX14AWG | 0 | 0 | FALSE | 0 | 4CX16AWG | 0 | 0 | FALSE | 0 | 4PX16AWG+SH | 0 | 0 | FALSE | 0 | 6PX18AWG+SH | 0 | 0 | FALSE | 0 | 6PX18AWG+SH | 0 | 0 | FALSE | 0 | 9PX18AWG+SH | 0 | 0 | FALSE | 0 | 8CX12AWG | 0 | 0 | FALSE | 0 | 2CX10AWG | 0 | 0 | FALSE | 0 | 4CX12AWG | 0 | 0 | FALSE | 0 | 0 | 1 | 0 | FALSE | 0
C014 - Cond 20 |  | TCP |  | FG Module - JB130 33PG-3 | [7 empty] | 19CX12AWG | 0 | 0 | FALSE | 0 | 1PX16AWG+SH | 0 | 0 | FALSE | 0 | 1PX18AWG TYPE K T/C | 0 | 0 | FALSE | 0 | 2CX14AWG | 0 | 0 | FALSE | 0 | 2CX16AWG | 0 | 0 | FALSE | 0 | 3C #4 W/GND | 0 | 0 | FALSE | 0 | 3CX14AWG | 0 | 0 | FALSE | 0 | 4CX14AWG | 0 | 0 | FALSE | 0 | 4CX16AWG | 0 | 0 | FALSE | 0 | 4PX16AWG+SH | 0 | 0 | FALSE | 0 | 6PX18AWG+SH | 0 | 0 | FALSE | 0 | 6PX18AWG+SH | 0 | 0 | FALSE | 0 | 9PX18AWG+SH | 0 | 0 | FALSE | 0 | 8CX12AWG | 0 | 0 | FALSE | 0 | 2CX10AWG | 0 | 0 | FALSE | 0 | 4CX12AWG | 0 | 0 | FALSE | 0 | 0 | 1 | 0 | FALSE | 0
C014 - Cond 21 |  | TCP |  | FG Module - JB130 33PG-4 | [7 empty] | 19CX12AWG | 0 | 0 | FALSE | 0 | 1PX16AWG+SH | 0 | 0 | FALSE | 0 | 1PX18AWG TYPE K T/C | 0 | 0 | FALSE | 0 | 2CX14AWG | 0 | 0 | FALSE | 0 | 2CX16AWG | 0 | 0 | FALSE | 0 | 3C #4 W/GND | 0 | 0 | FALSE | 0 | 3CX14AWG | 0 | 0 | FALSE | 0 | 4CX14AWG | 0 | 0 | FALSE | 0 | 4CX16AWG | 0 | 0 | FALSE | 0 | 4PX16AWG+SH | 0 | 0 | FALSE | 0 | 6PX18AWG+SH | 0 | 0 | FALSE | 0 | 6PX18AWG+SH | 0 | 0 | FALSE | 0 | 9PX18AWG+SH | 0 | 0 | FALSE | 0 | 8CX12AWG | 0 | 0 | FALSE | 0 | 2CX10AWG | 0 | 0 | FALSE | 0 | 4CX12AWG | 0 | 0 | FALSE | 0 | 0 | 1 | 0 | FALSE | 0
C014 - Cond 8 |  | TCP |  | FG Module - JB130 63PG-1 | [7 empty] | 19CX12AWG | 0 | 0 | FALSE | 0 | 1PX16AWG+SH | 0 | 0 | FALSE | 0 | 1PX18AWG TYPE K T/C | 0 | 0 | FALSE | 0 | 2CX14AWG | 0 | 0 | FALSE | 0 | 2CX16AWG | 0 | 0 | FALSE | 0 | 3C #4 W/GND | 0 | 0 | FALSE | 0 | 3CX14AWG | 0 | 0 | FALSE | 0 | 4CX14AWG | 0 | 0 | FALSE | 0 | 4CX16AWG | 0 | 0 | FALSE | 0 | 4PX16AWG+SH | 0 | 0 | FALSE | 0 | 6PX18AWG+SH | 0 | 0 | FALSE | 0 | 6PX18AWG+SH | 0 | 0 | FALSE | 0 | 9PX18AWG+SH | 0 | 0 | FALSE | 0 | 8CX12AWG | 0 | 0 | FALSE | 0 | 2CX10AWG | 0 | 0 | FALSE | 0 | 4CX12AWG | 0 | 0 | FALSE | 0 | 0 | 1 | 0 | FALSE | 0
C014 - Cond 25 |  | TCP |  | FG Module - JB130 20PG-1 | [7 empty] | 19CX12AWG | 0 | 0 | FALSE | 0 | 1PX16AWG+SH | 0 | 0 | FALSE | 0 | 1PX18AWG TYPE K T/C | 0 | 0 | FALSE | 0 | 2CX14AWG | 0 | 0 | FALSE | 0 | 2CX16AWG | 0 | 0 | FALSE | 0 | 3C #4 W/GND | 0 | 0 | FALSE | 0 | 3CX14AWG | 0 | 0 | FALSE | 0 | 4CX14AWG | 0 | 0 | FALSE | 0 | 4CX16AWG | 0 | 0 | FALSE | 0 | 4PX16AWG+SH | 0 | 0 | FALSE | 0 | 6PX18AWG+SH | 0 | 0 | FALSE | 0 | 6PX18AWG+SH | 0 | 0 | FALSE | 0 | 9PX18AWG+SH | 0 | 0 | FALSE | 0 | 8CX12AWG | 0 | 0 | FALSE | 0 | 2CX10AWG | 0 | 0 | FALSE | 0 | 4CX12AWG | 0 | 0 | FALSE | 0 | 0 | 1 | 0 | FALSE | 0
C014 - Cond 26 |  | TCP |  | FG Module - JB130 20PG-2 | [7 empty] | 19CX12AWG | 0 | 0 | FALSE | 0 | 1PX16AWG+SH | 0 | 0 | FALSE | 0 | 1PX18AWG TYPE K T/C | 0 | 0 | FALSE | 0 | 2CX14AWG | 0 | 0 | FALSE | 0 | 2CX16AWG | 0 | 0 | FALSE | 0 | 3C #4 W/GND | 0 | 0 | FALSE | 0 | 3CX14AWG | 0 | 0 | FALSE | 0 | 4CX14AWG | 0 | 0 | FALSE | 0 | 4CX16AWG | 0 | 0 | FALSE | 0 | 4PX16AWG+SH | 0 | 0 | FALSE | 0 | 6PX18AWG+SH | 0 | 0 | FALSE | 0 | 6PX18AWG+SH | 0 | 0 | FALSE | 0 | 9PX18AWG+SH | 0 | 0 | FALSE | 0 | 8CX12AWG | 0 | 0 | FALSE | 0 | 2CX10AWG | 0 | 0 | FALSE | 0 | 4CX12AWG | 0 | 0 | FALSE | 0 | 0 | 1 | 0 | FALSE | 0
C014 - Cond 27 |  | TCP |  | FG Module - JB130 20VG-2 | [7 empty] | 19CX12AWG | 0 | 0 | FALSE | 0 | 1PX16AWG+SH | 0 | 0 | FALSE | 0 | 1PX18AWG TYPE K T/C | 0 | 0 | FALSE | 0 | 2CX14AWG | 0 | 0 | FALSE | 0 | 2CX16AWG | 0 | 0 | FALSE | 0 | 3C #4 W/GND | 0 | 0 | FALSE | 0 | 3CX14AWG | 0 | 0 | FALSE | 0 | 4CX14AWG | 0 | 0 | FALSE | 0 | 4CX16AWG | 0 | 0 | FALSE | 0 | 4PX16AWG+SH | 0 | 0 | FALSE | 0 | 6PX18AWG+SH | 0 | 0 | FALSE | 0 | 6PX18AWG+SH | 0 | 0 | FALSE | 0 | 9PX18AWG+SH | 0 | 0 | FALSE | 0 | 8CX12AWG | 0 | 0 | FALSE | 0 | 2CX10AWG | 0 | 0 | FALSE | 0 | 4CX12AWG | 0 | 0 | FALSE | 0 | 0 | 1 | 0 | FALSE | 0
[12 empty] | 19CX12AWG | 0 | 0 | FALSE | 0 | 1PX16AWG+SH | 0 | 0 | FALSE | 0 | 1PX18AWG TYPE K T/C | 0 | 0 | FALSE | 0 | 2CX14AWG | 0 | 0 | FALSE | 0 | 2CX16AWG | 0 | 0 | FALSE | 0 | 3C #4 W/GND | 0 | 0 | FALSE | 0 | 3CX14AWG | 0 | 0 | FALSE | 0 | 4CX14AWG | 0 | 0 | FALSE | 0 | 4CX16AWG | 0 | 0 | FALSE | 0 | 4PX16AWG+SH | 0 | 0 | FALSE | 0 | 6PX18AWG+SH | 0 | 0 | FALSE | 0 | 6PX18AWG+SH | 0 | 0 | FALSE | 0 | 9PX18AWG+SH | 0 | 0 | FALSE | 0 | 8CX12AWG | 0 | 0 | FALSE | 0 | 2CX10AWG | 0 | 0 | FALSE | 0 | 4CX12AWG | 0 | 0 | FALSE | 0 | 0 | 1 | 0 | FALSE | 0
C037 - Cond 17 |  | TCP |  | JB 2 - 63AD-1A | [7 empty] | 19CX12AWG | 0 | 0 | FALSE | 0 | 1PX16AWG+SH | 0 | 0 | FALSE | 0 | 1PX18AWG TYPE K T/C | 0 | 0 | FALSE | 0 | 2CX14AWG | 0 | 0 | FALSE | 0 | 2CX16AWG | 0 | 0 | FALSE | 0 | 3C #4 W/GND | 0 | 0 | FALSE | 0 | 3CX14AWG | 0 | 0 | FALSE | 0 | 4CX14AWG | 0 | 0 | FALSE | 0 | 4CX16AWG | 0 | 0 | FALSE | 0 | 4PX16AWG+SH | 0 | 0 | FALSE | 0 | 6PX18AWG+SH | 0 | 0 | FALSE | 0 | 6PX18AWG+SH | 0 | 0 | FALSE | 0 | 9PX18AWG+SH | 0 | 0 | FALSE | 0 | 8CX12AWG | 0 | 0 | FALSE | 0 | 2CX10AWG | 0 | 0 | FALSE | 0 | 4CX12AWG | 0 | 0 | FALSE | 0 | 0 | 1 | 0 | FALSE | 0
C037 - Cond 18 |  | TCP |  | JB 2 - 63AD-1B | [7 empty] | 19CX12AWG | 0 | 0 | FALSE | 0 | 1PX16AWG+SH | 0 | 0 | FALSE | 0 | 1PX18AWG TYPE K T/C | 0 | 0 | FALSE | 0 | 2CX14AWG | 0 | 0 | FALSE | 0 | 2CX16AWG | 0 | 0 | FALSE | 0 | 3C #4 W/GND | 0 | 0 | FALSE | 0 | 3CX14AWG | 0 | 0 | FALSE | 0 | 4CX14AWG | 0 | 0 | FALSE | 0 | 4CX16AWG | 0 | 0 | FALSE | 0 | 4PX16AWG+SH | 0 | 0 | FALSE | 0 | 6PX18AWG+SH | 0 | 0 | FALSE | 0 | 6PX18AWG+SH | 0 | 0 | FALSE | 0 | 9PX18AWG+SH | 0 | 0 | FALSE | 0 | 8CX12AWG | 0 | 0 | FALSE | 0 | 2CX10AWG | 0 | 0 | FALSE | 0 | 4CX12AWG | 0 | 0 | FALSE | 0 | 0 | 1 | 0 | FALSE | 0
C037 - Cond 19 |  | TCP |  | JB 2 - 63AD-1C | [7 empty] | 19CX12AWG | 0 | 0 | FALSE | 0 | 1PX16AWG+SH | 0 | 0 | FALSE | 0 | 1PX18AWG TYPE K T/C | 0 | 0 | FALSE | 0 | 2CX14AWG | 0 | 0 | FALSE | 0 | 2CX16AWG | 0 | 0 | FALSE | 0 | 3C #4 W/GND | 0 | 0 | FALSE | 0 | 3CX14AWG | 0 | 0 | FALSE | 0 | 4CX14AWG | 0 | 0 | FALSE | 0 | 4CX16AWG | 0 | 0 | FALSE | 0 | 4PX16AWG+SH | 0 | 0 | FALSE | 0 | 6PX18AWG+SH | 0 | 0 | FALSE | 0 | 6PX18AWG+SH | 0 | 0 | FALSE | 0 | 9PX18AWG+SH | 0 | 0 | FALSE | 0 | 8CX12AWG | 0 | 0 | FALSE | 0 | 2CX10AWG | 0 | 0 | FALSE | 0 | 4CX12AWG | 0 | 0 | FALSE | 0 | 0 | 1 | 0 | FALSE | 0
C037 - Cond 20 |  | TCP |  | JB 2 - 63HL-1 | [7 empty] | 19CX12AWG | 0 | 0 | FALSE | 0 | 1PX16AWG+SH | 0 | 0 | FALSE | 0 | 1PX18AWG TYPE K T/C | 0 | 0 | FALSE | 0 | 2CX14AWG | 0 | 0 | FALSE | 0 | 2CX16AWG | 0 | 0 | FALSE | 0 | 3C #4 W/GND | 0 | 0 | FALSE | 0 | 3CX14AWG | 0 | 0 | FALSE | 0 | 4CX14AWG | 0 | 0 | FALSE | 0 | 4CX16AWG | 0 | 0 | FALSE | 0 | 4PX16AWG+SH | 0 | 0 | FALSE | 0 | 6PX18AWG+SH | 0 | 0 | FALSE | 0 | 6PX18AWG+SH | 0 | 0 | FALSE | 0 | 9PX18AWG+SH | 0 | 0 | FALSE | 0 | 8CX12AWG | 0 | 0 | FALSE | 0 | 2CX10AWG | 0 | 0 | FALSE | 0 | 4CX12AWG | 0 | 0 | FALSE | 0 | 0 | 1 | 0 | FALSE | 0
C037 - Cond 21 |  | TCP |  | JB 2 - 63HL-2 | [7 empty] | 19CX12AWG | 0 | 0 | FALSE | 0 | 1PX16AWG+SH | 0 | 0 | FALSE | 0 | 1PX18AWG TYPE K T/C | 0 | 0 | FALSE | 0 | 2CX14AWG | 0 | 0 | FALSE | 0 | 2CX16AWG | 0 | 0 | FALSE | 0 | 3C #4 W/GND | 0 | 0 | FALSE | 0 | 3CX14AWG | 0 | 0 | FALSE | 0 | 4CX14AWG | 0 | 0 | FALSE | 0 | 4CX16AWG | 0 | 0 | FALSE | 0 | 4PX16AWG+SH | 0 | 0 | FALSE | 0 | 6PX18AWG+SH | 0 | 0 | FALSE | 0 | 6PX18AWG+SH | 0 | 0 | FALSE | 0 | 9PX18AWG+SH | 0 | 0 | FALSE | 0 | 8CX12AWG | 0 | 0 | FALSE | 0 | 2CX10AWG | 0 | 0 | FALSE | 0 | 4CX12AWG | 0 | 0 | FALSE | 0 | 0 | 1 | 0 | FALSE | 0
C037 - Cond 22 |  | TCP |  | JB 2 - 63HL-3 | [7 empty] | 19CX12AWG | 0 | 0 | FALSE | 0 | 1PX16AWG+SH | 0 | 0 | FALSE | 0 | 1PX18AWG TYPE K T/C | 0 | 0 | FALSE | 0 | 2CX14AWG | 0 | 0 | FALSE | 0 | 2CX16AWG | 0 | 0 | FALSE | 0 | 3C #4 W/GND | 0 | 0 | FALSE | 0 | 3CX14AWG | 0 | 0 | FALSE | 0 | 4CX14AWG | 0 | 0 | FALSE | 0 | 4CX16AWG | 0 | 0 | FALSE | 0 | 4PX16AWG+SH | 0 | 0 | FALSE | 0 | 6PX18AWG+SH | 0 | 0 | FALSE | 0 | 6PX18AWG+SH | 0 | 0 | FALSE | 0 | 9PX18AWG+SH | 0 | 0 | FALSE | 0 | 8CX12AWG | 0 | 0 | FALSE | 0 | 2CX10AWG | 0 | 0 | FALSE | 0 | 4CX12AWG | 0 | 0 | FALSE | 0 | 0 | 1 | 0 | FALSE | 0
C037 - Cond 23 |  | TCP |  | JB 2 - 63FL-2 | [7 empty] | 19CX12AWG | 0 | 0 | FALSE | 0 | 1PX16AWG+SH | 0 | 0 | FALSE | 0 | 1PX18AWG TYPE K T/C | 0 | 0 | FALSE | 0 | 2CX14AWG | 0 | 0 | FALSE | 0 | 2CX16AWG | 0 | 0 | FALSE | 0 | 3C #4 W/GND | 0 | 0 | FALSE | 0 | 3CX14AWG | 0 | 0 | FALSE | 0 | 4CX14AWG | 0 | 0 | FALSE | 0 | 4CX16AWG | 0 | 0 | FALSE | 0 | 4PX16AWG+SH | 0 | 0 | FALSE | 0 | 6PX18AWG+SH | 0 | 0 | FALSE | 0 | 6PX18AWG+SH | 0 | 0 | FALSE | 0 | 9PX18AWG+SH | 0 | 0 | FALSE | 0 | 8CX12AWG | 0 | 0 | FALSE | 0 | 2CX10AWG | 0 | 0 | FALSE | 0 | 4CX12AWG | 0 | 0 | FALSE | 0 | 0 | 1 | 0 | FALSE | 0
C037 - Cond 24 |  | TCP |  | JB 2 - 63AF-1 | [7 empty] | 19CX12AWG | 0 | 0 | FALSE | 0 | 1PX16AWG+SH | 0 | 0 | FALSE | 0 | 1PX18AWG TYPE K T/C | 0 | 0 | FALSE | 0 | 2CX14AWG | 0 | 0 | FALSE | 0 | 2CX16AWG | 0 | 0 | FALSE | 0 | 3C #4 W/GND | 0 | 0 | FALSE | 0 | 3CX14AWG | 0 | 0 | FALSE | 0 | 4CX14AWG | 0 | 0 | FALSE | 0 | 4CX16AWG | 0 | 0 | FALSE | 0 | 4PX16AWG+SH | 0 | 0 | FALSE | 0 | 6PX18AWG+SH | 0 | 0 | FALSE | 0 | 6PX18AWG+SH | 0 | 0 | FALSE | 0 | 9PX18AWG+SH | 0 | 0 | FALSE | 0 | 8CX12AWG | 0 | 0 | FALSE | 0 | 2CX10AWG | 0 | 0 | FALSE | 0 | 4CX12AWG | 0 | 0 | FALSE | 0 | 0 | 1 | 0 | FALSE | 0
C037 - Cond 28 |  | TCP |  | JB 2 - 20CF-1 | [7 empty] | 19CX12AWG | 0 | 0 | FALSE | 0 | 1PX16AWG+SH | 0 | 0 | FALSE | 0 | 1PX18AWG TYPE K T/C | 0 | 0 | FALSE | 0 | 2CX14AWG | 0 | 0 | FALSE | 0 | 2CX16AWG | 0 | 0 | FALSE | 0 | 3C #4 W/GND | 0 | 0 | FALSE | 0 | 3CX14AWG | 0 | 0 | FALSE | 0 | 4CX14AWG | 0 | 0 | FALSE | 0 | 4CX16AWG | 0 | 0 | FALSE | 0 | 4PX16AWG+SH | 0 | 0 | FALSE | 0 | 6PX18AWG+SH | 0 | 0 | FALSE | 0 | 6PX18AWG+SH | 0 | 0 | FALSE | 0 | 9PX18AWG+SH | 0 | 0 | FALSE | 0 | 8CX12AWG | 0 | 0 | FALSE | 0 | 2CX10AWG | 0 | 0 | FALSE | 0 | 4CX12AWG | 0 | 0 | FALSE | 0 | 0 | 1 | 0 | FALSE | 0
C037 - Cond 29 |  | TCP |  | JB 2 - 20CF-1 | [7 empty] | 19CX12AWG | 0 | 0 | FALSE | 0 | 1PX16AWG+SH | 0 | 0 | FALSE | 0 | 1PX18AWG TYPE K T/C | 0 | 0 | FALSE | 0 | 2CX14AWG | 0 | 0 | FALSE | 0 | 2CX16AWG | 0 | 0 | FALSE | 0 | 3C #4 W/GND | 0 | 0 | FALSE | 0 | 3CX14AWG | 0 | 0 | FALSE | 0 | 4CX14AWG | 0 | 0 | FALSE | 0 | 4CX16AWG | 0 | 0 | FALSE | 0 | 4PX16AWG+SH | 0 | 0 | FALSE | 0 | 6PX18AWG+SH | 0 | 0 | FALSE | 0 | 6PX18AWG+SH | 0 | 0 | FALSE | 0 | 9PX18AWG+SH | 0 | 0 | FALSE | 0 | 8CX12AWG | 0 | 0 | FALSE | 0 | 2CX10AWG | 0 | 0 | FALSE | 0 | 4CX12AWG | 0 | 0 | FALSE | 0 | 0 | 1 | 0 | FALSE | 0
[12 empty] | 19CX12AWG | 0 | 0 | FALSE | 0 | 1PX16AWG+SH | 0 | 0 | FALSE | 0 | 1PX18AWG TYPE K T/C | 0 | 0 | FALSE | 0 | 2CX14AWG | 0 | 0 | FALSE | 0 | 2CX16AWG | 0 | 0 | FALSE | 0 | 3C #4 W/GND | 0 | 0 | FALSE | 0 | 3CX14AWG | 0 | 0 | FALSE | 0 | 4CX14AWG | 0 | 0 | FALSE | 0 | 4CX16AWG | 0 | 0 | FALSE | 0 | 4PX16AWG+SH | 0 | 0 | FALSE | 0 | 6PX18AWG+SH | 0 | 0 | FALSE | 0 | 6PX18AWG+SH | 0 | 0 | FALSE | 0 | 9PX18AWG+SH | 0 | 0 | FALSE | 0 | 8CX12AWG | 0 | 0 | FALSE | 0 | 2CX10AWG | 0 | 0 | FALSE | 0 | 4CX12AWG | 0 | 0 | FALSE | 0 | 0 | 1 | 0 | FALSE | 0
C200 - PAIR 1 |  | TCP |  | JB 20A - AA-TI-1A | [7 empty] | 19CX12AWG | 0 | 0 | FALSE | 0 | 1PX16AWG+SH | 0 | 0 | FALSE | 0 | 1PX18AWG TYPE K T/C | 0 | 0 | FALSE | 0 | 2CX14AWG | 0 | 0 | FALSE | 0 | 2CX16AWG | 0 | 0 | FALSE | 0 | 3C #4 W/GND | 0 | 0 | FALSE | 0 | 3CX14AWG | 0 | 0 | FALSE | 0 | 4CX14AWG | 0 | 0 | FALSE | 0 | 4CX16AWG | 0 | 0 | FALSE | 0 | 4PX16AWG+SH | 0 | 0 | FALSE | 0 | 6PX18AWG+SH | 0 | 0 | FALSE | 0 | 6PX18AWG+SH | 0 | 0 | FALSE | 0 | 9PX18AWG+SH | 0 | 0 | FALSE | 0 | 8CX12AWG | 0 | 0 | FALSE | 0 | 2CX10AWG | 0 | 0 | FALSE | 0 | 4CX12AWG | 0 | 0 | FALSE | 0 | 0 | 1 | 0 | FALSE | 0
[12 empty] | 19CX12AWG | 0 | 0 | FALSE | 0 | 1PX16AWG+SH | 0 | 0 | FALSE | 0 | 1PX18AWG TYPE K T/C | 0 | 0 | FALSE | 0 | 2CX14AWG | 0 | 0 | FALSE | 0 | 2CX16AWG | 0 | 0 | FALSE | 0 | 3C #4 W/GND | 0 | 0 | FALSE | 0 | 3CX14AWG | 0 | 0 | FALSE | 0 | 4CX14AWG | 0 | 0 | FALSE | 0 | 4CX16AWG | 0 | 0 | FALSE | 0 | 4PX16AWG+SH | 0 | 0 | FALSE | 0 | 6PX18AWG+SH | 0 | 0 | FALSE | 0 | 6PX18AWG+SH | 0 | 0 | FALSE | 0 | 9PX18AWG+SH | 0 | 0 | FALSE | 0 | 8CX12AWG | 0 | 0 | FALSE | 0 | 2CX10AWG | 0 | 0 | FALSE | 0 | 4CX12AWG | 0 | 0 | FALSE | 0 | 0 | 1 | 0 | FALSE | 0
[12 empty] | 19CX12AWG | 0 | 0 | FALSE | 0 | 1PX16AWG+SH | 0 | 0 | FALSE | 0 | 1PX18AWG TYPE K T/C | 0 | 0 | FALSE | 0 | 2CX14AWG | 0 | 0 | FALSE | 0 | 2CX16AWG | 0 | 0 | FALSE | 0 | 3C #4 W/GND | 0 | 0 | FALSE | 0 | 3CX14AWG | 0 | 0 | FALSE | 0 | 4CX14AWG | 0 | 0 | FALSE | 0 | 4CX16AWG | 0 | 0 | FALSE | 0 | 4PX16AWG+SH | 0 | 0 | FALSE | 0 | 6PX18AWG+SH | 0 | 0 | FALSE | 0 | 6PX18AWG+SH | 0 | 0 | FALSE | 0 | 9PX18AWG+SH | 0 | 0 | FALSE | 0 | 8CX12AWG | 0 | 0 | FALSE | 0 | 2CX10AWG | 0 | 0 | FALSE | 0 | 4CX12AWG | 0 | 0 | FALSE | 0 | 0 | 1 | 0 | FALSE | 0
[12 empty] | 19CX12AWG | 0 | 0 | FALSE | 0 | 1PX16AWG+SH | 0 | 0 | FALSE | 0 | 1PX18AWG TYPE K T/C | 0 | 0 | FALSE | 0 | 2CX14AWG | 0 | 0 | FALSE | 0 | 2CX16AWG | 0 | 0 | FALSE | 0 | 3C #4 W/GND | 0 | 0 | FALSE | 0 | 3CX14AWG | 0 | 0 | FALSE | 0 | 4CX14AWG | 0 | 0 | FALSE | 0 | 4CX16AWG | 0 | 0 | FALSE | 0 | 4PX16AWG+SH | 0 | 0 | FALSE | 0 | 6PX18AWG+SH | 0 | 0 | FALSE | 0 | 6PX18AWG+SH | 0 | 0 | FALSE | 0 | 9PX18AWG+SH | 0 | 0 | FALSE | 0 | 8CX12AWG | 0 | 0 | FALSE | 0 | 2CX10AWG | 0 | 0 | FALSE | 0 | 4CX12AWG | 0 | 0 | FALSE | 0 | 0 | 1 | 0 | FALSE | 0
[12 empty] | 19CX12AWG | 0 | 0 | FALSE | 0 | 1PX16AWG+SH | 0 | 0 | FALSE | 0 | 1PX18AWG TYPE K T/C | 0 | 0 | FALSE | 0 | 2CX14AWG | 0 | 0 | FALSE | 0 | 2CX16AWG | 0 | 0 | FALSE | 0 | 3C #4 W/GND | 0 | 0 | FALSE | 0 | 3CX14AWG | 0 | 0 | FALSE | 0 | 4CX14AWG | 0 | 0 | FALSE | 0 | 4CX16AWG | 0 | 0 | FALSE | 0 | 4PX16AWG+SH | 0 | 0 | FALSE | 0 | 6PX18AWG+SH | 0 | 0 | FALSE | 0 | 6PX18AWG+SH | 0 | 0 | FALSE | 0 | 9PX18AWG+SH | 0 | 0 | FALSE | 0 | 8CX12AWG | 0 | 0 | FALSE | 0 | 2CX10AWG | 0 | 0 | FALSE | 0 | 4CX12AWG | 0 | 0 | FALSE | 0 | 0 | 1 | 0 | FALSE | 0
[12 empty] | 19CX12AWG | 0 | 0 | FALSE | 0 | 1PX16AWG+SH | 0 | 0 | FALSE | 0 | 1PX18AWG TYPE K T/C | 0 | 0 | FALSE | 0 | 2CX14AWG | 0 | 0 | FALSE | 0 | 2CX16AWG | 0 | 0 | FALSE | 0 | 3C #4 W/GND | 0 | 0 | FALSE | 0 | 3CX14AWG | 0 | 0 | FALSE | 0 | 4CX14AWG | 0 | 0 | FALSE | 0 | 4CX16AWG | 0 | 0 | FALSE | 0 | 4PX16AWG+SH | 0 | 0 | FALSE | 0 | 6PX18AWG+SH | 0 | 0 | FALSE | 0 | 6PX18AWG+SH | 0 | 0 | FALSE | 0 | 9PX18AWG+SH | 0 | 0 | FALSE | 0 | 8CX12AWG | 0 | 0 | FALSE | 0 | 2CX10AWG | 0 | 0 | FALSE | 0 | 4CX12AWG | 0 | 0 | FALSE | 0 | 0 | 1 | 0 | FALSE | 0
[12 empty] | 19CX12AWG | 0 | 0 | FALSE | 0 | 1PX16AWG+SH | 0 | 0 | FALSE | 0 | 1PX18AWG TYPE K T/C | 0 | 0 | FALSE | 0 | 2CX14AWG | 0 | 0 | FALSE | 0 | 2CX16AWG | 0 | 0 | FALSE | 0 | 3C #4 W/GND | 0 | 0 | FALSE | 0 | 3CX14AWG | 0 | 0 | FALSE | 0 | 4CX14AWG | 0 | 0 | FALSE | 0 | 4CX16AWG | 0 | 0 | FALSE | 0 | 4PX16AWG+SH | 0 | 0 | FALSE | 0 | 6PX18AWG+SH | 0 | 0 | FALSE | 0 | 6PX18AWG+SH | 0 | 0 | FALSE | 0 | 9PX18AWG+SH | 0 | 0 | FALSE | 0 | 8CX12AWG | 0 | 0 | FALSE | 0 | 2CX10AWG | 0 | 0 | FALSE | 0 | 4CX12AWG | 0 | 0 | FALSE | 0 | 0 | 1 | 0 | FALSE | 0
[12 empty] | 19CX12AWG | 0 | 0 | FALSE | 0 | 1PX16AWG+SH | 0 | 0 | FALSE | 0 | 1PX18AWG TYPE K T/C | 0 | 0 | FALSE | 0 | 2CX14AWG | 0 | 0 | FALSE | 0 | 2CX16AWG | 0 | 0 | FALSE | 0 | 3C #4 W/GND | 0 | 0 | FALSE | 0 | 3CX14AWG | 0 | 0 | FALSE | 0 | 4CX14AWG | 0 | 0 | FALSE | 0 | 4CX16AWG | 0 | 0 | FALSE | 0 | 4PX16AWG+SH | 0 | 0 | FALSE | 0 | 6PX18AWG+SH | 0 | 0 | FALSE | 0 | 6PX18AWG+SH | 0 | 0 | FALSE | 0 | 9PX18AWG+SH | 0 | 0 | FALSE | 0 | 8CX12AWG | 0 | 0 | FALSE | 0 | 2CX10AWG | 0 | 0 | FALSE | 0 | 4CX12AWG | 0 | 0 | FALSE | 0 | 0 | 1 | 0 | FALSE | 0
[12 empty] | 19CX12AWG | 0 | 0 | FALSE | 0 | 1PX16AWG+SH | 0 | 0 | FALSE | 0 | 1PX18AWG TYPE K T/C | 0 | 0 | FALSE | 0 | 2CX14AWG | 0 | 0 | FALSE | 0 | 2CX16AWG | 0 | 0 | FALSE | 0 | 3C #4 W/GND | 0 | 0 | FALSE | 0 | 3CX14AWG | 0 | 0 | FALSE | 0 | 4CX14AWG | 0 | 0 | FALSE | 0 | 4CX16AWG | 0 | 0 | FALSE | 0 | 4PX16AWG+SH | 0 | 0 | FALSE | 0 | 6PX18AWG+SH | 0 | 0 | FALSE | 0 | 6PX18AWG+SH | 0 | 0 | FALSE | 0 | 9PX18AWG+SH | 0 | 0 | FALSE | 0 | 8CX12AWG | 0 | 0 | FALSE | 0 | 2CX10AWG | 0 | 0 | FALSE | 0 | 4CX12AWG | 0 | 0 | FALSE | 0 | 0 | 1 | 0 | FALSE | 0
[12 empty] | 19CX12AWG | 0 | 0 | FALSE | 0 | 1PX16AWG+SH | 0 | 0 | FALSE | 0 | 1PX18AWG TYPE K T/C | 0 | 0 | FALSE | 0 | 2CX14AWG | 0 | 0 | FALSE | 0 | 2CX16AWG | 0 | 0 | FALSE | 0 | 3C #4 W/GND | 0 | 0 | FALSE | 0 | 3CX14AWG | 0 | 0 | FALSE | 0 | 4CX14AWG | 0 | 0 | FALSE | 0 | 4CX16AWG | 0 | 0 | FALSE | 0 | 4PX16AWG+SH | 0 | 0 | FALSE | 0 | 6PX18AWG+SH | 0 | 0 | FALSE | 0 | 6PX18AWG+SH | 0 | 0 | FALSE | 0 | 9PX18AWG+SH | 0 | 0 | FALSE | 0 | 8CX12AWG | 0 | 0 | FALSE | 0 | 2CX10AWG | 0 | 0 | FALSE | 0 | 4CX12AWG | 0 | 0 | FALSE | 0 | 0 | 1 | 0 | FALSE | 0
[12 empty] | 19CX12AWG | 0 | 0 | FALSE | 0 | 1PX16AWG+SH | 0 | 0 | FALSE | 0 | 1PX18AWG TYPE K T/C | 0 | 0 | FALSE | 0 | 2CX14AWG | 0 | 0 | FALSE | 0 | 2CX16AWG | 0 | 0 | FALSE | 0 | 3C #4 W/GND | 0 | 0 | FALSE | 0 | 3CX14AWG | 0 | 0 | FALSE | 0 | 4CX14AWG | 0 | 0 | FALSE | 0 | 4CX16AWG | 0 | 0 | FALSE | 0 | 4PX16AWG+SH | 0 | 0 | FALSE | 0 | 6PX18AWG+SH | 0 | 0 | FALSE | 0 | 6PX18AWG+SH | 0 | 0 | FALSE | 0 | 9PX18AWG+SH | 0 | 0 | FALSE | 0 | 8CX12AWG | 0 | 0 | FALSE | 0 | 2CX10AWG | 0 | 0 | FALSE | 0 | 4CX12AWG | 0 | 0 | FALSE | 0 | 0 | 1 | 0 | FALSE | 0
[12 empty] | 19CX12AWG | 0 | 0 | FALSE | 0 | 1PX16AWG+SH | 0 | 0 | FALSE | 0 | 1PX18AWG TYPE K T/C | 0 | 0 | FALSE | 0 | 2CX14AWG | 0 | 0 | FALSE | 0 | 2CX16AWG | 0 | 0 | FALSE | 0 | 3C #4 W/GND | 0 | 0 | FALSE | 0 | 3CX14AWG | 0 | 0 | FALSE | 0 | 4CX14AWG | 0 | 0 | FALSE | 0 | 4CX16AWG | 0 | 0 | FALSE | 0 | 4PX16AWG+SH | 0 | 0 | FALSE | 0 | 6PX18AWG+SH | 0 | 0 | FALSE | 0 | 6PX18AWG+SH | 0 | 0 | FALSE | 0 | 9PX18AWG+SH | 0 | 0 | FALSE | 0 | 8CX12AWG | 0 | 0 | FALSE | 0 | 2CX10AWG | 0 | 0 | FALSE | 0 | 4CX12AWG | 0 | 0 | FALSE | 0 | 0 | 1 | 0 | FALSE | 0
[12 empty] | 19CX12AWG | 0 | 0 | FALSE | 0 | 1PX16AWG+SH | 0 | 0 | FALSE | 0 | 1PX18AWG TYPE K T/C | 0 | 0 | FALSE | 0 | 2CX14AWG | 0 | 0 | FALSE | 0 | 2CX16AWG | 0 | 0 | FALSE | 0 | 3C #4 W/GND | 0 | 0 | FALSE | 0 | 3CX14AWG | 0 | 0 | FALSE | 0 | 4CX14AWG | 0 | 0 | FALSE | 0 | 4CX16AWG | 0 | 0 | FALSE | 0 | 4PX16AWG+SH | 0 | 0 | FALSE | 0 | 6PX18AWG+SH | 0 | 0 | FALSE | 0 | 6PX18AWG+SH | 0 | 0 | FALSE | 0 | 9PX18AWG+SH | 0 | 0 | FALSE | 0 | 8CX12AWG | 0 | 0 | FALSE | 0 | 2CX10AWG | 0 | 0 | FALSE | 0 | 4CX12AWG | 0 | 0 | FALSE | 0 | 0 | 1 | 0 | FALSE | 0
[12 empty] | 19CX12AWG | 0 | 0 | FALSE | 0 | 1PX16AWG+SH | 0 | 0 | FALSE | 0 | 1PX18AWG TYPE K T/C | 0 | 0 | FALSE | 0 | 2CX14AWG | 0 | 0 | FALSE | 0 | 2CX16AWG | 0 | 0 | FALSE | 0 | 3C #4 W/GND | 0 | 0 | FALSE | 0 | 3CX14AWG | 0 | 0 | FALSE | 0 | 4CX14AWG | 0 | 0 | FALSE | 0 | 4CX16AWG | 0 | 0 | FALSE | 0 | 4PX16AWG+SH | 0 | 0 | FALSE | 0 | 6PX18AWG+SH | 0 | 0 | FALSE | 0 | 6PX18AWG+SH | 0 | 0 | FALSE | 0 | 9PX18AWG+SH | 0 | 0 | FALSE | 0 | 8CX12AWG | 0 | 0 | FALSE | 0 | 2CX10AWG | 0 | 0 | FALSE | 0 | 4CX12AWG | 0 | 0 | FALSE | 0 | 0 | 1 | 0 | FALSE | 0
[12 empty] | 19CX12AWG | 0 | 0 | FALSE | 0 | 1PX16AWG+SH | 0 | 0 | FALSE | 0 | 1PX18AWG TYPE K T/C | 0 | 0 | FALSE | 0 | 2CX14AWG | 0 | 0 | FALSE | 0 | 2CX16AWG | 0 | 0 | FALSE | 0 | 3C #4 W/GND | 0 | 0 | FALSE | 0 | 3CX14AWG | 0 | 0 | FALSE | 0 | 4CX14AWG | 0 | 0 | FALSE | 0 | 4CX16AWG | 0 | 0 | FALSE | 0 | 4PX16AWG+SH | 0 | 0 | FALSE | 0 | 6PX18AWG+SH | 0 | 0 | FALSE | 0 | 6PX18AWG+SH | 0 | 0 | FALSE | 0 | 9PX18AWG+SH | 0 | 0 | FALSE | 0 | 8CX12AWG | 0 | 0 | FALSE | 0 | 2CX10AWG | 0 | 0 | FALSE | 0 | 4CX12AWG | 0 | 0 | FALSE | 0 | 0 | 1 | 0 | FALSE | 0
[12 empty] | 19CX12AWG | 0 | 0 | FALSE | 0 | 1PX16AWG+SH | 0 | 0 | FALSE | 0 | 1PX18AWG TYPE K T/C | 0 | 0 | FALSE | 0 | 2CX14AWG | 0 | 0 | FALSE | 0 | 2CX16AWG | 0 | 0 | FALSE | 0 | 3C #4 W/GND | 0 | 0 | FALSE | 0 | 3CX14AWG | 0 | 0 | FALSE | 0 | 4CX14AWG | 0 | 0 | FALSE | 0 | 4CX16AWG | 0 | 0 | FALSE | 0 | 4PX16AWG+SH | 0 | 0 | FALSE | 0 | 6PX18AWG+SH | 0 | 0 | FALSE | 0 | 6PX18AWG+SH | 0 | 0 | FALSE | 0 | 9PX18AWG+SH | 0 | 0 | FALSE | 0 | 8CX12AWG | 0 | 0 | FALSE | 0 | 2CX10AWG | 0 | 0 | FALSE | 0 | 4CX12AWG | 0 | 0 | FALSE | 0 | 0 | 1 | 0 | FALSE | 0
[12 empty] | 19CX12AWG | 0 | 0 | FALSE | 0 | 1PX16AWG+SH | 0 | 0 | FALSE | 0 | 1PX18AWG TYPE K T/C | 0 | 0 | FALSE | 0 | 2CX14AWG | 0 | 0 | FALSE | 0 | 2CX16AWG | 0 | 0 | FALSE | 0 | 3C #4 W/GND | 0 | 0 | FALSE | 0 | 3CX14AWG | 0 | 0 | FALSE | 0 | 4CX14AWG | 0 | 0 | FALSE | 0 | 4CX16AWG | 0 | 0 | FALSE | 0 | 4PX16AWG+SH | 0 | 0 | FALSE | 0 | 6PX18AWG+SH | 0 | 0 | FALSE | 0 | 6PX18AWG+SH | 0 | 0 | FALSE | 0 | 9PX18AWG+SH | 0 | 0 | FALSE | 0 | 8CX12AWG | 0 | 0 | FALSE | 0 | 2CX10AWG | 0 | 0 | FALSE | 0 | 4CX12AWG | 0 | 0 | FALSE | 0 | 0 | 1 | 0 | FALSE | 0
[12 empty] | 19CX12AWG | 0 | 0 | FALSE | 0 | 1PX16AWG+SH | 0 | 0 | FALSE | 0 | 1PX18AWG TYPE K T/C | 0 | 0 | FALSE | 0 | 2CX14AWG | 0 | 0 | FALSE | 0 | 2CX16AWG | 0 | 0 | FALSE | 0 | 3C #4 W/GND | 0 | 0 | FALSE | 0 | 3CX14AWG | 0 | 0 | FALSE | 0 | 4CX14AWG | 0 | 0 | FALSE | 0 | 4CX16AWG | 0 | 0 | FALSE | 0 | 4PX16AWG+SH | 0 | 0 | FALSE | 0 | 6PX18AWG+SH | 0 | 0 | FALSE | 0 | 6PX18AWG+SH | 0 | 0 | FALSE | 0 | 9PX18AWG+SH | 0 | 0 | FALSE | 0 | 8CX12AWG | 0 | 0 | FALSE | 0 | 2CX10AWG | 0 | 0 | FALSE | 0 | 4CX12AWG | 0 | 0 | FALSE | 0 | 0 | 1 | 0 | FALSE | 0
[12 empty] | 19CX12AWG | 0 | 0 | FALSE | 0 | 1PX16AWG+SH | 0 | 0 | FALSE | 0 | 1PX18AWG TYPE K T/C | 0 | 0 | FALSE | 0 | 2CX14AWG | 0 | 0 | FALSE | 0 | 2CX16AWG | 0 | 0 | FALSE | 0 | 3C #4 W/GND | 0 | 0 | FALSE | 0 | 3CX14AWG | 0 | 0 | FALSE | 0 | 4CX14AWG | 0 | 0 | FALSE | 0 | 4CX16AWG | 0 | 0 | FALSE | 0 | 4PX16AWG+SH | 0 | 0 | FALSE | 0 | 6PX18AWG+SH | 0 | 0 | FALSE | 0 | 6PX18AWG+SH | 0 | 0 | FALSE | 0 | 9PX18AWG+SH | 0 | 0 | FALSE | 0 | 8CX12AWG | 0 | 0 | FALSE | 0 | 2CX10AWG | 0 | 0 | FALSE | 0 | 4CX12AWG | 0 | 0 | FALSE | 0 | 0 | 1 | 0 | FALSE | 0
[12 empty] | 19CX12AWG | 0 | 0 | FALSE | 0 | 1PX16AWG+SH | 0 | 0 | FALSE | 0 | 1PX18AWG TYPE K T/C | 0 | 0 | FALSE | 0 | 2CX14AWG | 0 | 0 | FALSE | 0 | 2CX16AWG | 0 | 0 | FALSE | 0 | 3C #4 W/GND | 0 | 0 | FALSE | 0 | 3CX14AWG | 0 | 0 | FALSE | 0 | 4CX14AWG | 0 | 0 | FALSE | 0 | 4CX16AWG | 0 | 0 | FALSE | 0 | 4PX16AWG+SH | 0 | 0 | FALSE | 0 | 6PX18AWG+SH | 0 | 0 | FALSE | 0 | 6PX18AWG+SH | 0 | 0 | FALSE | 0 | 9PX18AWG+SH | 0 | 0 | FALSE | 0 | 8CX12AWG | 0 | 0 | FALSE | 0 | 2CX10AWG | 0 | 0 | FALSE | 0 | 4CX12AWG | 0 | 0 | FALSE | 0 | 0 | 1 | 0 | FALSE | 0
[12 empty] | 19CX12AWG | 0 | 0 | FALSE | 0 | 1PX16AWG+SH | 0 | 0 | FALSE | 0 | 1PX18AWG TYPE K T/C | 0 | 0 | FALSE | 0 | 2CX14AWG | 0 | 0 | FALSE | 0 | 2CX16AWG | 0 | 0 | FALSE | 0 | 3C #4 W/GND | 0 | 0 | FALSE | 0 | 3CX14AWG | 0 | 0 | FALSE | 0 | 4CX14AWG | 0 | 0 | FALSE | 0 | 4CX16AWG | 0 | 0 | FALSE | 0 | 4PX16AWG+SH | 0 | 0 | FALSE | 0 | 6PX18AWG+SH | 0 | 0 | FALSE | 0 | 6PX18AWG+SH | 0 | 0 | FALSE | 0 | 9PX18AWG+SH | 0 | 0 | FALSE | 0 | 8CX12AWG | 0 | 0 | FALSE | 0 | 2CX10AWG | 0 | 0 | FALSE | 0 | 4CX12AWG | 0 | 0 | FALSE | 0 | 0 | 1 | 0 | FALSE | 0
[12 empty] | 19CX12AWG | 0 | 0 | FALSE | 0 | 1PX16AWG+SH | 0 | 0 | FALSE | 0 | 1PX18AWG TYPE K T/C | 0 | 0 | FALSE | 0 | 2CX14AWG | 0 | 0 | FALSE | 0 | 2CX16AWG | 0 | 0 | FALSE | 0 | 3C #4 W/GND | 0 | 0 | FALSE | 0 | 3CX14AWG | 0 | 0 | FALSE | 0 | 4CX14AWG | 0 | 0 | FALSE | 0 | 4CX16AWG | 0 | 0 | FALSE | 0 | 4PX16AWG+SH | 0 | 0 | FALSE | 0 | 6PX18AWG+SH | 0 | 0 | FALSE | 0 | 6PX18AWG+SH | 0 | 0 | FALSE | 0 | 9PX18AWG+SH | 0 | 0 | FALSE | 0 | 8CX12AWG | 0 | 0 | FALSE | 0 | 2CX10AWG | 0 | 0 | FALSE | 0 | 4CX12AWG | 0 | 0 | FALSE | 0 | 0 | 1 | 0 | FALSE | 0
[12 empty] | 19CX12AWG | 0 | 0 | FALSE | 0 | 1PX16AWG+SH | 0 | 0 | FALSE | 0 | 1PX18AWG TYPE K T/C | 0 | 0 | FALSE | 0 | 2CX14AWG | 0 | 0 | FALSE | 0 | 2CX16AWG | 0 | 0 | FALSE | 0 | 3C #4 W/GND | 0 | 0 | FALSE | 0 | 3CX14AWG | 0 | 0 | FALSE | 0 | 4CX14AWG | 0 | 0 | FALSE | 0 | 4CX16AWG | 0 | 0 | FALSE | 0 | 4PX16AWG+SH | 0 | 0 | FALSE | 0 | 6PX18AWG+SH | 0 | 0 | FALSE | 0 | 6PX18AWG+SH | 0 | 0 | FALSE | 0 | 9PX18AWG+SH | 0 | 0 | FALSE | 0 | 8CX12AWG | 0 | 0 | FALSE | 0 | 2CX10AWG | 0 | 0 | FALSE | 0 | 4CX12AWG | 0 | 0 | FALSE | 0 | 0 | 1 | 0 | FALSE | 0
[12 empty] | 19CX12AWG | 0 | 0 | FALSE | 0 | 1PX16AWG+SH | 0 | 0 | FALSE | 0 | 1PX18AWG TYPE K T/C | 0 | 0 | FALSE | 0 | 2CX14AWG | 0 | 0 | FALSE | 0 | 2CX16AWG | 0 | 0 | FALSE | 0 | 3C #4 W/GND | 0 | 0 | FALSE | 0 | 3CX14AWG | 0 | 0 | FALSE | 0 | 4CX14AWG | 0 | 0 | FALSE | 0 | 4CX16AWG | 0 | 0 | FALSE | 0 | 4PX16AWG+SH | 0 | 0 | FALSE | 0 | 6PX18AWG+SH | 0 | 0 | FALSE | 0 | 6PX18AWG+SH | 0 | 0 | FALSE | 0 | 9PX18AWG+SH | 0 | 0 | FALSE | 0 | 8CX12AWG | 0 | 0 | FALSE | 0 | 2CX10AWG | 0 | 0 | FALSE | 0 | 4CX12AWG | 0 | 0 | FALSE | 0 | 0 | 1 | 0 | FALSE | 0
[12 empty] | 19CX12AWG | 0 | 0 | FALSE | 0 | 1PX16AWG+SH | 0 | 0 | FALSE | 0 | 1PX18AWG TYPE K T/C | 0 | 0 | FALSE | 0 | 2CX14AWG | 0 | 0 | FALSE | 0 | 2CX16AWG | 0 | 0 | FALSE | 0 | 3C #4 W/GND | 0 | 0 | FALSE | 0 | 3CX14AWG | 0 | 0 | FALSE | 0 | 4CX14AWG | 0 | 0 | FALSE | 0 | 4CX16AWG | 0 | 0 | FALSE | 0 | 4PX16AWG+SH | 0 | 0 | FALSE | 0 | 6PX18AWG+SH | 0 | 0 | FALSE | 0 | 6PX18AWG+SH | 0 | 0 | FALSE | 0 | 9PX18AWG+SH | 0 | 0 | FALSE | 0 | 8CX12AWG | 0 | 0 | FALSE | 0 | 2CX10AWG | 0 | 0 | FALSE | 0 | 4CX12AWG | 0 | 0 | FALSE | 0 | 0 | 1 | 0 | FALSE | 0
[12 empty] | 19CX12AWG | 0 | 0 | FALSE | 0 | 1PX16AWG+SH | 0 | 0 | FALSE | 0 | 1PX18AWG TYPE K T/C | 0 | 0 | FALSE | 0 | 2CX14AWG | 0 | 0 | FALSE | 0 | 2CX16AWG | 0 | 0 | FALSE | 0 | 3C #4 W/GND | 0 | 0 | FALSE | 0 | 3CX14AWG | 0 | 0 | FALSE | 0 | 4CX14AWG | 0 | 0 | FALSE | 0 | 4CX16AWG | 0 | 0 | FALSE | 0 | 4PX16AWG+SH | 0 | 0 | FALSE | 0 | 6PX18AWG+SH | 0 | 0 | FALSE | 0 | 6PX18AWG+SH | 0 | 0 | FALSE | 0 | 9PX18AWG+SH | 0 | 0 | FALSE | 0 | 8CX12AWG | 0 | 0 | FALSE | 0 | 2CX10AWG | 0 | 0 | FALSE | 0 | 4CX12AWG | 0 | 0 | FALSE | 0 | 0 | 1 | 0 | FALSE | 0
[12 empty] | 19CX12AWG | 0 | 0 | FALSE | 0 | 1PX16AWG+SH | 0 | 0 | FALSE | 0 | 1PX18AWG TYPE K T/C | 0 | 0 | FALSE | 0 | 2CX14AWG | 0 | 0 | FALSE | 0 | 2CX16AWG | 0 | 0 | FALSE | 0 | 3C #4 W/GND | 0 | 0 | FALSE | 0 | 3CX14AWG | 0 | 0 | FALSE | 0 | 4CX14AWG | 0 | 0 | FALSE | 0 | 4CX16AWG | 0 | 0 | FALSE | 0 | 4PX16AWG+SH | 0 | 0 | FALSE | 0 | 6PX18AWG+SH | 0 | 0 | FALSE | 0 | 6PX18AWG+SH | 0 | 0 | FALSE | 0 | 9PX18AWG+SH | 0 | 0 | FALSE | 0 | 8CX12AWG | 0 | 0 | FALSE | 0 | 2CX10AWG | 0 | 0 | FALSE | 0 | 4CX12AWG | 0 | 0 | FALSE | 0 | 0 | 1 | 0 | FALSE | 0
[12 empty] | 19CX12AWG | 0 | 0 | FALSE | 0 | 1PX16AWG+SH | 0 | 0 | FALSE | 0 | 1PX18AWG TYPE K T/C | 0 | 0 | FALSE | 0 | 2CX14AWG | 0 | 0 | FALSE | 0 | 2CX16AWG | 0 | 0 | FALSE | 0 | 3C #4 W/GND | 0 | 0 | FALSE | 0 | 3CX14AWG | 0 | 0 | FALSE | 0 | 4CX14AWG | 0 | 0 | FALSE | 0 | 4CX16AWG | 0 | 0 | FALSE | 0 | 4PX16AWG+SH | 0 | 0 | FALSE | 0 | 6PX18AWG+SH | 0 | 0 | FALSE | 0 | 6PX18AWG+SH | 0 | 0 | FALSE | 0 | 9PX18AWG+SH | 0 | 0 | FALSE | 0 | 8CX12AWG | 0 | 0 | FALSE | 0 | 2CX10AWG | 0 | 0 | FALSE | 0 | 4CX12AWG | 0 | 0 | FALSE | 0 | 0 | 1 | 0 | FALSE | 0
[12 empty] | 19CX12AWG | 0 | 0 | FALSE | 0 | 1PX16AWG+SH | 0 | 0 | FALSE | 0 | 1PX18AWG TYPE K T/C | 0 | 0 | FALSE | 0 | 2CX14AWG | 0 | 0 | FALSE | 0 | 2CX16AWG | 0 | 0 | FALSE | 0 | 3C #4 W/GND | 0 | 0 | FALSE | 0 | 3CX14AWG | 0 | 0 | FALSE | 0 | 4CX14AWG | 0 | 0 | FALSE | 0 | 4CX16AWG | 0 | 0 | FALSE | 0 | 4PX16AWG+SH | 0 | 0 | FALSE | 0 | 6PX18AWG+SH | 0 | 0 | FALSE | 0 | 6PX18AWG+SH | 0 | 0 | FALSE | 0 | 9PX18AWG+SH | 0 | 0 | FALSE | 0 | 8CX12AWG | 0 | 0 | FALSE | 0 | 2CX10AWG | 0 | 0 | FALSE | 0 | 4CX12AWG | 0 | 0 | FALSE | 0 | 0 | 1 | 0 | FALSE | 0
[12 empty] | 19CX12AWG | 0 | 0 | FALSE | 0 | 1PX16AWG+SH | 0 | 0 | FALSE | 0 | 1PX18AWG TYPE K T/C | 0 | 0 | FALSE | 0 | 2CX14AWG | 0 | 0 | FALSE | 0 | 2CX16AWG | 0 | 0 | FALSE | 0 | 3C #4 W/GND | 0 | 0 | FALSE | 0 | 3CX14AWG | 0 | 0 | FALSE | 0 | 4CX14AWG | 0 | 0 | FALSE | 0 | 4CX16AWG | 0 | 0 | FALSE | 0 | 4PX16AWG+SH | 0 | 0 | FALSE | 0 | 6PX18AWG+SH | 0 | 0 | FALSE | 0 | 6PX18AWG+SH | 0 | 0 | FALSE | 0 | 9PX18AWG+SH | 0 | 0 | FALSE | 0 | 8CX12AWG | 0 | 0 | FALSE | 0 | 2CX10AWG | 0 | 0 | FALSE | 0 | 4CX12AWG | 0 | 0 | FALSE | 0 | 0 | 1 | 0 | FALSE | 0
[12 empty] | 19CX12AWG | 0 | 0 | FALSE | 0 | 1PX16AWG+SH | 0 | 0 | FALSE | 0 | 1PX18AWG TYPE K T/C | 0 | 0 | FALSE | 0 | 2CX14AWG | 0 | 0 | FALSE | 0 | 2CX16AWG | 0 | 0 | FALSE | 0 | 3C #4 W/GND | 0 | 0 | FALSE | 0 | 3CX14AWG | 0 | 0 | FALSE | 0 | 4CX14AWG | 0 | 0 | FALSE | 0 | 4CX16AWG | 0 | 0 | FALSE | 0 | 4PX16AWG+SH | 0 | 0 | FALSE | 0 | 6PX18AWG+SH | 0 | 0 | FALSE | 0 | 6PX18AWG+SH | 0 | 0 | FALSE | 0 | 9PX18AWG+SH | 0 | 0 | FALSE | 0 | 8CX12AWG | 0 | 0 | FALSE | 0 | 2CX10AWG | 0 | 0 | FALSE | 0 | 4CX12AWG | 0 | 0 | FALSE | 0 | 0 | 1 | 0 | FALSE | 0
[12 empty] | 19CX12AWG | 0 | 0 | FALSE | 0 | 1PX16AWG+SH | 0 | 0 | FALSE | 0 | 1PX18AWG TYPE K T/C | 0 | 0 | FALSE | 0 | 2CX14AWG | 0 | 0 | FALSE | 0 | 2CX16AWG | 0 | 0 | FALSE | 0 | 3C #4 W/GND | 0 | 0 | FALSE | 0 | 3CX14AWG | 0 | 0 | FALSE | 0 | 4CX14AWG | 0 | 0 | FALSE | 0 | 4CX16AWG | 0 | 0 | FALSE | 0 | 4PX16AWG+SH | 0 | 0 | FALSE | 0 | 6PX18AWG+SH | 0 | 0 | FALSE | 0 | 6PX18AWG+SH | 0 | 0 | FALSE | 0 | 9PX18AWG+SH | 0 | 0 | FALSE | 0 | 8CX12AWG | 0 | 0 | FALSE | 0 | 2CX10AWG | 0 | 0 | FALSE | 0 | 4CX12AWG | 0 | 0 | FALSE | 0 | 0 | 1 | 0 | FALSE | 0
[12 empty] | 19CX12AWG | 0 | 0 | FALSE | 0 | 1PX16AWG+SH | 0 | 0 | FALSE | 0 | 1PX18AWG TYPE K T/C | 0 | 0 | FALSE | 0 | 2CX14AWG | 0 | 0 | FALSE | 0 | 2CX16AWG | 0 | 0 | FALSE | 0 | 3C #4 W/GND | 0 | 0 | FALSE | 0 | 3CX14AWG | 0 | 0 | FALSE | 0 | 4CX14AWG | 0 | 0 | FALSE | 0 | 4CX16AWG | 0 | 0 | FALSE | 0 | 4PX16AWG+SH | 0 | 0 | FALSE | 0 | 6PX18AWG+SH | 0 | 0 | FALSE | 0 | 6PX18AWG+SH | 0 | 0 | FALSE | 0 | 9PX18AWG+SH | 0 | 0 | FALSE | 0 | 8CX12AWG | 0 | 0 | FALSE | 0 | 2CX10AWG | 0 | 0 | FALSE | 0 | 4CX12AWG | 0 | 0 | FALSE | 0 | 0 | 1 | 0 | FALSE | 0
[12 empty] | 19CX12AWG | 0 | 0 | FALSE | 0 | 1PX16AWG+SH | 0 | 0 | FALSE | 0 | 1PX18AWG TYPE K T/C | 0 | 0 | FALSE | 0 | 2CX14AWG | 0 | 0 | FALSE | 0 | 2CX16AWG | 0 | 0 | FALSE | 0 | 3C #4 W/GND | 0 | 0 | FALSE | 0 | 3CX14AWG | 0 | 0 | FALSE | 0 | 4CX14AWG | 0 | 0 | FALSE | 0 | 4CX16AWG | 0 | 0 | FALSE | 0 | 4PX16AWG+SH | 0 | 0 | FALSE | 0 | 6PX18AWG+SH | 0 | 0 | FALSE | 0 | 6PX18AWG+SH | 0 | 0 | FALSE | 0 | 9PX18AWG+SH | 0 | 0 | FALSE | 0 | 8CX12AWG | 0 | 0 | FALSE | 0 | 2CX10AWG | 0 | 0 | FALSE | 0 | 4CX12AWG | 0 | 0 | FALSE | 0 | 0 | 1 | 0 | FALSE | 0
[12 empty] | 19CX12AWG | 0 | 0 | FALSE | 0 | 1PX16AWG+SH | 0 | 0 | FALSE | 0 | 1PX18AWG TYPE K T/C | 0 | 0 | FALSE | 0 | 2CX14AWG | 0 | 0 | FALSE | 0 | 2CX16AWG | 0 | 0 | FALSE | 0 | 3C #4 W/GND | 0 | 0 | FALSE | 0 | 3CX14AWG | 0 | 0 | FALSE | 0 | 4CX14AWG | 0 | 0 | FALSE | 0 | 4CX16AWG | 0 | 0 | FALSE | 0 | 4PX16AWG+SH | 0 | 0 | FALSE | 0 | 6PX18AWG+SH | 0 | 0 | FALSE | 0 | 6PX18AWG+SH | 0 | 0 | FALSE | 0 | 9PX18AWG+SH | 0 | 0 | FALSE | 0 | 8CX12AWG | 0 | 0 | FALSE | 0 | 2CX10AWG | 0 | 0 | FALSE | 0 | 4CX12AWG | 0 | 0 | FALSE | 0 | 0 | 1 | 0 | FALSE | 0
[12 empty] | 19CX12AWG | 0 | 0 | FALSE | 0 | 1PX16AWG+SH | 0 | 0 | FALSE | 0 | 1PX18AWG TYPE K T/C | 0 | 0 | FALSE | 0 | 2CX14AWG | 0 | 0 | FALSE | 0 | 2CX16AWG | 0 | 0 | FALSE | 0 | 3C #4 W/GND | 0 | 0 | FALSE | 0 | 3CX14AWG | 0 | 0 | FALSE | 0 | 4CX14AWG | 0 | 0 | FALSE | 0 | 4CX16AWG | 0 | 0 | FALSE | 0 | 4PX16AWG+SH | 0 | 0 | FALSE | 0 | 6PX18AWG+SH | 0 | 0 | FALSE | 0 | 6PX18AWG+SH | 0 | 0 | FALSE | 0 | 9PX18AWG+SH | 0 | 0 | FALSE | 0 | 8CX12AWG | 0 | 0 | FALSE | 0 | 2CX10AWG | 0 | 0 | FALSE | 0 | 4CX12AWG | 0 | 0 | FALSE | 0 | 0 | 1 | 0 | FALSE | 0
[12 empty] | 19CX12AWG | 0 | 0 | FALSE | 0 | 1PX16AWG+SH | 0 | 0 | FALSE | 0 | 1PX18AWG TYPE K T/C | 0 | 0 | FALSE | 0 | 2CX14AWG | 0 | 0 | FALSE | 0 | 2CX16AWG | 0 | 0 | FALSE | 0 | 3C #4 W/GND | 0 | 0 | FALSE | 0 | 3CX14AWG | 0 | 0 | FALSE | 0 | 4CX14AWG | 0 | 0 | FALSE | 0 | 4CX16AWG | 0 | 0 | FALSE | 0 | 4PX16AWG+SH | 0 | 0 | FALSE | 0 | 6PX18AWG+SH | 0 | 0 | FALSE | 0 | 6PX18AWG+SH | 0 | 0 | FALSE | 0 | 9PX18AWG+SH | 0 | 0 | FALSE | 0 | 8CX12AWG | 0 | 0 | FALSE | 0 | 2CX10AWG | 0 | 0 | FALSE | 0 | 4CX12AWG | 0 | 0 | FALSE | 0 | 0 | 1 | 0 | FALSE | 0
[12 empty] | 19CX12AWG | 0 | 0 | FALSE | 0 | 1PX16AWG+SH | 0 | 0 | FALSE | 0 | 1PX18AWG TYPE K T/C | 0 | 0 | FALSE | 0 | 2CX14AWG | 0 | 0 | FALSE | 0 | 2CX16AWG | 0 | 0 | FALSE | 0 | 3C #4 W/GND | 0 | 0 | FALSE | 0 | 3CX14AWG | 0 | 0 | FALSE | 0 | 4CX14AWG | 0 | 0 | FALSE | 0 | 4CX16AWG | 0 | 0 | FALSE | 0 | 4PX16AWG+SH | 0 | 0 | FALSE | 0 | 6PX18AWG+SH | 0 | 0 | FALSE | 0 | 6PX18AWG+SH | 0 | 0 | FALSE | 0 | 9PX18AWG+SH | 0 | 0 | FALSE | 0 | 8CX12AWG | 0 | 0 | FALSE | 0 | 2CX10AWG | 0 | 0 | FALSE | 0 | 4CX12AWG | 0 | 0 | FALSE | 0 | 0 | 1 | 0 | FALSE | 0
[12 empty] | 19CX12AWG | 0 | 0 | FALSE | 0 | 1PX16AWG+SH | 0 | 0 | FALSE | 0 | 1PX18AWG TYPE K T/C | 0 | 0 | FALSE | 0 | 2CX14AWG | 0 | 0 | FALSE | 0 | 2CX16AWG | 0 | 0 | FALSE | 0 | 3C #4 W/GND | 0 | 0 | FALSE | 0 | 3CX14AWG | 0 | 0 | FALSE | 0 | 4CX14AWG | 0 | 0 | FALSE | 0 | 4CX16AWG | 0 | 0 | FALSE | 0 | 4PX16AWG+SH | 0 | 0 | FALSE | 0 | 6PX18AWG+SH | 0 | 0 | FALSE | 0 | 6PX18AWG+SH | 0 | 0 | FALSE | 0 | 9PX18AWG+SH | 0 | 0 | FALSE | 0 | 8CX12AWG | 0 | 0 | FALSE | 0 | 2CX10AWG | 0 | 0 | FALSE | 0 | 4CX12AWG | 0 | 0 | FALSE | 0 | 0 | 1 | 0 | FALSE | 0
[12 empty] | 19CX12AWG | 0 | 0 | FALSE | 0 | 1PX16AWG+SH | 0 | 0 | FALSE | 0 | 1PX18AWG TYPE K T/C | 0 | 0 | FALSE | 0 | 2CX14AWG | 0 | 0 | FALSE | 0 | 2CX16AWG | 0 | 0 | FALSE | 0 | 3C #4 W/GND | 0 | 0 | FALSE | 0 | 3CX14AWG | 0 | 0 | FALSE | 0 | 4CX14AWG | 0 | 0 | FALSE | 0 | 4CX16AWG | 0 | 0 | FALSE | 0 | 4PX16AWG+SH | 0 | 0 | FALSE | 0 | 6PX18AWG+SH | 0 | 0 | FALSE | 0 | 6PX18AWG+SH | 0 | 0 | FALSE | 0 | 9PX18AWG+SH | 0 | 0 | FALSE | 0 | 8CX12AWG | 0 | 0 | FALSE | 0 | 2CX10AWG | 0 | 0 | FALSE | 0 | 4CX12AWG | 0 | 0 | FALSE | 0 | 0 | 1 | 0 | FALSE | 0
[12 empty] | 19CX12AWG | 0 | 0 | FALSE | 0 | 1PX16AWG+SH | 0 | 0 | FALSE | 0 | 1PX18AWG TYPE K T/C | 0 | 0 | FALSE | 0 | 2CX14AWG | 0 | 0 | FALSE | 0 | 2CX16AWG | 0 | 0 | FALSE | 0 | 3C #4 W/GND | 0 | 0 | FALSE | 0 | 3CX14AWG | 0 | 0 | FALSE | 0 | 4CX14AWG | 0 | 0 | FALSE | 0 | 4CX16AWG | 0 | 0 | FALSE | 0 | 4PX16AWG+SH | 0 | 0 | FALSE | 0 | 6PX18AWG+SH | 0 | 0 | FALSE | 0 | 6PX18AWG+SH | 0 | 0 | FALSE | 0 | 9PX18AWG+SH | 0 | 0 | FALSE | 0 | 8CX12AWG | 0 | 0 | FALSE | 0 | 2CX10AWG | 0 | 0 | FALSE | 0 | 4CX12AWG | 0 | 0 | FALSE | 0 | 0 | 1 | 0 | FALSE | 0

## Conduit
Totals:
Unistrut |  | 30 feet
Hardware: | Conduit plugs | Assorted
| Conduit nipples | Assorted
| Conduit sealers | Assorted
| Screws | Assorted
| Locknuts | Assorted
| Anti-seize | 2
| Cable ties | Assorted
| Clamps | Assorted
Terminal strips for Jboxes |  | 25
2 Inch | rigid | 20 feet | 10
| unions | 4 | 4
| 2 --> 1.5 reducers | 4 | 4
| L - condulets | 4 | 2
| T - condulets | 4 | 2
1.5 Inch | rigid | 120 feet | 20 | 80 | 5
| unions | 20 | 4 | 10 | 5
| 1.5 --> 1.0 reducers | 20 | 4 | 6
| L - condulets | 10 | 2 | 3 | 4
| T - condulets | 6 | 2 | 2 | 2
1.0 Inch | rigid | 150 feet | 10 | 20 | 10 | 60 | 40
| flex | 50 feet | 12 | 10 | 10 | 30
| unions | 6 | 4
| 1 --> 0.75 reducers | 12 | 4 |  | 4 |  | 4
| L - condulets | 16 | 4 | 3 | 4 | 1 | 4
| T - condulets | 30 | 10 | 4 | 5 | 4 | 4
0.75 Inch | rigid | 80 feet | 10 | 50 | 20
| flex | 40 feet | 10 | 5 | 20
| unions | 6
| 0.75 --> 0.5 reducers | 10
| L - condulets | 8 | 3 |  | 4
| T - condulets | 4 |  |  | 4
| elbows | 8
0.5 Inch | rigid | 20 | 10
| flex | 20 | 10
| unions | 4
| elbows | 4
Jboxes - Killark or Appleton
| L | 4 | 2 | 2
| T | 6 | 1 | 4
| LB | 6 | 4
| C | 4
| X | 5 | 4